{"text_format":"1","workbook":"xlsx","n_sheets":30,"sheets":["Principal","Hh_postes","Estai_Resultante","Relat_Flechas","Tabelas_de_Flexas","Tabela_Esforco","Padroes","Caracteristica_CABO","Engastamento","Engastamento_Profundo","Tipo_Estai","Parametros","Multiplex","Tabela","Momento Fletor","Historico","Relat_Estai","Calc_flexa_Multiplex","Configuracoes","Estrut_Primarias","Estrut_Urbana_15KV","Estrut_Urbana_25KV","DT_9_2kN","DT_11_2kN","DT_12_4kN","DT_12_6kN","TC_12_10kN","Graf_Comparativos","Newton","Barras de Ferramentas"],"not_rendered":{"charts":22,"images":55,"macros":1,"external_links":2,"defined_names":31,"comments":11,"pivot_tables":0},"unopened":[],"bounds":{"document_bytes":16777216,"sheet_cells":100000,"rows_first":2000,"rows_last":500,"rows_between":2000,"halvings":0,"cell_chars":16384,"cell_head_chars":4096},"cells_cut":0,"cells_raw":0,"read":"whole","date_system":"1900"}

{"sheet":"Principal","index":0,"n_rows":43,"n_cols":27,"rows_kept":43,"cut":false,"hidden":false,"merged":[[28,6,29,9],[28,17,29,20],[42,17,43,20],[28,26,29,29],[5,9,21,29]]}
[]
[]
[]
[]
[]
[null,null,null,null,null,null,null,null,null,"Cálculo de Esforços Mecânicos"]
[]
[]
[]
[]
[]
[]
[]
[]
[]
[]
[]
[]
[]
[]
[]
[]
[]
[]
[]
[]
[]
[]
[null,null,null,null,null,null,"Formulários de cálculos",null,null,null,null,null,null,null,null,null,null,"Materiais",null,null,null,null,null,null,null,null,"Outros"]
[]
[]
[]
[]
[]
[]
[]
[null,null,null,null,null,null,null,null,null,null,null,null,null,null,null,null,null,null,null,null,null,null,""]
[]
[]
[]
[]
[]
[null,null,null,null,null,null,null,null,null,null,null,null,null,null,null,null,null,"Configurações"]

{"sheet":"Hh_postes","index":1,"n_rows":7,"n_cols":3,"rows_kept":7,"cut":false,"hidden":false,"merged":[[0,1,0,3]]}
[null,"Transporte de postes"]
["Serviço","Caracteristicas do poste","USCM"]
["Reti.","Ret. - Poste de madeira ou de polimerico novo ou em bom estado, por metro e por Km",0.01]
["Reti.","Ret. - Poste de madeira ou de polimerico sucata, por metro e por Km",3.0000000000000001E-3]
["Inst.","Inst. - Poste de concreto novo ou em bom estado, por metro e por Km",0.02]
["Reti.","Ret. - Poste de concreto novo ou em bom estado, por metro e por Km",0.02]
["Reti.","Ret. - Poste de concreto sucata, por metro e por Km",6.0000000000000001E-3]

{"sheet":"Estai_Resultante","index":2,"n_rows":363,"n_cols":42,"rows_kept":363,"cut":false,"hidden":false,"merged":[[62,11,64,11],[62,12,64,12],[43,9,43,10],[50,11,52,11],[50,12,52,12],[56,10,56,12],[7,9,7,10],[38,12,40,12],[38,11,40,11],[55,9,55,10],[31,9,31,10],[14,11,16,11],[14,12,16,12],[19,9,19,10],[26,11,28,11],[26,12,28,12],[8,10,8,12],[20,10,20,12],[32,10,32,12],[44,10,44,12],[23,0,23,3],[22,0,22,3],[0,3,0,5],[0,6,0,7],[1,3,1,5],[1,6,1,7]]}
[null,null,"ângulo","Resultante - kgf",null,null,"Ângulo estai",null,null,"ALTURA POSTE (m)",null,{"$f":"K1-(K1*0.1+0.6)","v":-0.6},null,null,null,null,null,null,null,null,null,"REDUZIR T PRI",null,null,null,null,null,2,2,2,2,2,2,2,"dsd"]
[null,null,{"$f":"ROUND(IF(D2>0.001,E23),0)","v":0},{"$f":"ROUND(D11,0)","v":0},null,null,{"$f":"ROUND(IF(D2>0.001,E24),0)","v":0},null,null,"DISTANCIA DO TOPO (cm)",20,null,null,1,null,null,null,null,null,null,null,"RED TENSAO SEC",null,null,"1/0 CA VÃO 40m",230,90,{"$f":"IF(ISERROR(VLOOKUP($AA2,Table444,AB$1,FALSE)),0,VLOOKUP($AA2,Table444,AB$1,FALSE))","v":0},{"$f":"IF(ISERROR(VLOOKUP($AA2,Table555,AC$1,FALSE)),0,VLOOKUP($AA2,Table555,AC$1,FALSE))","v":0},{"$f":"IF(ISERROR(VLOOKUP($AA2,Table666,AD$1,FALSE)),0,VLOOKUP($AA2,Table666,AD$1,FALSE))","v":0},{"$f":"IF(ISERROR(VLOOKUP($AA2,Table888,AE$1,FALSE)),0,VLOOKUP($AA2,Table888,AE$1,FALSE))","v":0},{"$f":"IF(ISERROR(VLOOKUP($AA2,Table999,AF$1,FALSE)),0,VLOOKUP($AA2,Table999,AF$1,FALSE))","v":0},{"$f":"IF(ISERROR(VLOOKUP($AA2,Table222,AG$1,FALSE)),0,VLOOKUP($AA2,Table222,AG$1,FALSE))","v":0},{"$f":"IF(ISERROR(VLOOKUP($AA2,Table333,AH$1,FALSE)),0,VLOOKUP($AA2,Table333,AH$1,FALSE))","v":0},90,1,null,null,{"$f":"ROUND(IF(Estai_Resultante!M15>0.001,Estai_Resultante!M15,3500),0)","v":3500},1]
[null,null,null,null,null,null,null,null,null,"AFASTAMENTO BT (cm)",20,null,null,null,null,null,null,null,null,null,null,null,null,null,"4/0 CA VÃO 40m",460,{"$f":"AA2-1","v":89},0,0,{"$f":"IF(ISERROR(VLOOKUP($AA3,Table666,AC$1,FALSE)),0,VLOOKUP($AA3,Table666,AC$1,FALSE))","v":0},0,0,0,0,45,1,null,null,{"$f":"ROUND(IF(Estai_Resultante!M27>0.001,Estai_Resultante!M27,3500),0)","v":3500},1]
[null,null,null,{"$f":"M15+180","v":180},{"$f":"M27+180","v":180},{"$f":"M39+180","v":180},{"$f":"M51+180","v":180},{"$f":"M63+180","v":180},null,"VÃO REGULADOR (m)",40,{"$f":"IF(AND(SUM(J83:J87)>=1,K4>60),J82,\"\")","v":""},null,null,null,null,null,null,null,null,null,null,null,null,"336,4 CA VÃO 40m",735,88,0,0,0,0,0,0,0,0,1,null,null,{"$f":"ROUND(IF(Estai_Resultante!M39>0.001,Estai_Resultante!M39,3500),0)","v":3500},1]
[null,null,null,{"$f":"RADIANS(D4)","v":3.1415926535897931},{"$f":"RADIANS(E4)","v":3.1415926535897931},{"$f":"RADIANS(F4)","v":3.1415926535897931},{"$f":"RADIANS(G4)","v":3.1415926535897931},{"$f":"RADIANS(H4)","v":3.1415926535897931},null,"DISTÂNCIA SECUNDÁRIA SOLO (cm)",null,{"$f":"IF(K5>0,K5,720)","v":720},null,null,null,null,null,null,null,null,null,null,null,null,"4/0 CAL VÃO 40m","791,78",87,0,0,0,0,0,0,0,315,1,null,null,{"$f":"ROUND(IF(Estai_Resultante!M51>0.001,Estai_Resultante!M51,3500),0)","v":3500},1]
[null,null,"COSENO",{"$f":"COS(D5)*X18","v":0},{"$f":"COS(E5)*X30","v":0},{"$f":"COS(F5)*X42","v":0},{"$f":"COS(G5)*X54","v":0},{"$f":"COS(H5)*X66","v":0},null,"DISTÂNCIA TELEFONE/CABO SOLO (cm)",null,{"$f":"IF(K6>0,K6,550)","v":550},null,null,null,{"$f":"VLOOKUP(N12,$Y$1:$Z$106,2,FALSE)","v":{"$error":"#N/A"}},null,null,null,null,null,null,null,null,"4/0 CAL VÃO 60m","778,13",86,0,0,0,0,0,0,0,270,1,null,null,{"$f":"ROUND(IF(Estai_Resultante!M63>0.001,Estai_Resultante!M63,3500),0)","v":3500},1]
[null,null,"SENO",{"$f":"SIN(D5)*X18","v":0},{"$f":"SIN(E5)*X30","v":0},{"$f":"SIN(F5)*X42","v":0},{"$f":"SIN(G5)*X54","v":0},{"$f":"SIN(H5)*X66","v":0},null,null,null,null,null,null,null,null,null,null,null,null,null,null,null,null,"4/0 CAL VÃO 80m",761.14,85,0,0,0,0,0,0,0,225,1,null,null,null,1,{"$f":"IF(Estai_Resultante!G2>0.001,Estai_Resultante!G2,3500)","v":3500},1]
[null,null,null,null,null,null,null,null,null,"FORÇA 01",null,"BITOLA","FORMAÇÃO",null,null,null,null,null,null,null,null,null,null,"kgf","35mm² Cabo Coberto VÃO 40m",190,84,0,0,0,0,0,0,0,180,1,null,null,null,1,{"$f":"IF(Estai_Resultante!C2>0.001,Estai_Resultante!C2,3500)","v":3500},1]
[null,null,null,null,null,null,null,null,null,"REDE COMPACTA",null,null,null,null,null,null,null,null,null,null,null,null,null,null,"50mm² Cabo Coberto VÃO 40m",270,{"$f":"AA8-1","v":83},{"$f":"IF(ISERROR(VLOOKUP($AA9,Table444,AB$1,FALSE)),0,VLOOKUP($AA9,Table444,AB$1,FALSE))","v":0},{"$f":"IF(ISERROR(VLOOKUP($AA9,Table555,AC$1,FALSE)),0,VLOOKUP($AA9,Table555,AC$1,FALSE))","v":0},{"$f":"IF(ISERROR(VLOOKUP($AA9,Table666,AC$1,FALSE)),0,VLOOKUP($AA9,Table666,AC$1,FALSE))","v":0},{"$f":"IF(ISERROR(VLOOKUP($AA9,Table888,AE$1,FALSE)),0,VLOOKUP($AA9,Table888,AE$1,FALSE))","v":0},{"$f":"IF(ISERROR(VLOOKUP($AA9,Table999,AF$1,FALSE)),0,VLOOKUP($AA9,Table999,AF$1,FALSE))","v":0},{"$f":"IF(ISERROR(VLOOKUP($AA9,Table222,AG$1,FALSE)),0,VLOOKUP($AA9,Table222,AG$1,FALSE))","v":0},{"$f":"IF(ISERROR(VLOOKUP($AA9,Table333,AH$1,FALSE)),0,VLOOKUP($AA9,Table333,AH$1,FALSE))","v":0},135,1]
[null,null,"COSENO",{"$f":"SUM(D6:H6)","v":0},{"$f":"D10*D10","v":0},null,null,null,null,"Nº FASES MT",null,null,null,{"$f":"IF(L10=\"\",\"0\",CONCATENATE(L10,\" \",M10,\" VÃO \",$K$4,\"m\"))","v":"0"},{"$f":"IF(ISERROR(VLOOKUP(N10,$Y$1:$Z$1006,2,FALSE)),\"\",VLOOKUP(N10,$Y$1:$Z$1006,2,FALSE))","v":""},{"$f":"IF(M10=\"multiplexado\",(O10*1))","v":false},{"$f":"IF(AND(K9=$S$71,M10=\"Cabo Coberto\"),(O10*1),IF(AND(K9=$S$72,M10=\"Cabo Coberto\"),(O10*2),IF(AND(K9=$S$73,M10=\"Cabo Coberto\"),(O10*3))))","v":false},{"$f":"IF(M10=\"CAA\",(O10*K10))","v":false},{"$f":"IF($M10=\"CAL\",($O10*$K10))","v":false},{"$f":"IF(M10=\"CA\",(O10*K10))","v":false},{"$f":"IF(M10=\"CAZ\",(O10*K10))","v":false},{"$f":"IF(O10=\"\",\"0\",MAX(P10:U10))","v":"0"},{"$f":"IF(N10>0,V10-(V10*$W$1/100),0)","v":0},{"$f":"W10*($L$1-($K$2/100))/$L$1","v":0},"95mm² Cabo Coberto VÃO 40m",390,82,0,0,0,0,0,0,0,null,"FORÇA 01",null,null,null,1]
[null,null,"RAIZ",{"$f":"SQRT(D10*D10+D12*D12)","v":0},{"$f":"D11*D11","v":0},null,null,null,null,"NEUTRO MT",null,null,null,{"$f":"IF(L11=\"\",\"0\",CONCATENATE(L11,\" \",M11,\" VÃO \",$K$4,\"m\"))","v":"0"},{"$f":"IF(ISERROR(VLOOKUP(N11,$Y$1:$Z$1006,2,FALSE)),\"\",VLOOKUP(N11,$Y$1:$Z$1006,2,FALSE))","v":""},{"$f":"IF(M11=\"multiplexado\",(O11*1))","v":false},{"$f":"IF(M11=\"Cabo Coberto\",(O11*1))","v":false},{"$f":"IF(M11=\"CAA\",(O11*K11))","v":false},{"$f":"IF($M11=\"CAL\",($O11*$K11))","v":false},{"$f":"IF(M11=\"CA\",(O11*K11))","v":false},{"$f":"IF(M11=\"CAZ\",(O11*K11))","v":false},{"$f":"IF(O11=\"\",\"0\",MAX(P11:T11))","v":"0"},{"$f":"IF(N11>0,V11-(V11*$W$1/100),0)","v":0},{"$f":"W11*($L$1-($K$2/100))/$L$1","v":0},"150mm² Cabo Coberto VÃO 40m",450,81,0,0,0,0,0,0,0,null,"FORÇA 02",null,null,null,1]
[null,null,"SENO",{"$f":"SUM(D7:H7)","v":0},{"$f":"D12*D12","v":0},null,null,null,null,"Nº FASES BT",null,null,null,{"$f":"IF(L12=\"\",\"0\",CONCATENATE(L12,\" \",M12,\" VÃO \",$K$4,\"m\"))","v":"0"},{"$f":"IF(ISERROR(VLOOKUP(N12,$Y$1:$Z$1006,2,FALSE)),\"\",VLOOKUP(N12,$Y$1:$Z$1006,2,FALSE))","v":""},{"$f":"IF(M12=\"multiplexado\",(O12*1))","v":false},{"$f":"IF(M12=\"Cabo Coberto\",(O12*1))","v":false},{"$f":"IF(M12=\"CAA\",(O12*K12))","v":false},false,{"$f":"IF(M12=\"CA\",(O12*K12))","v":false},{"$f":"IF(M12=\"CAZ\",(O12*K12))","v":false},{"$f":"IF(O12=\"\",\"0\",MAX(P12:T12))","v":"0"},null,{"$f":"IF(N12>0,((V12)-(V12*$W$2/100))*($L$5/100)/$L$1,0)","v":0},"3 (35 + 35)mm² multiplexado VÃO 40m",165.8,80,0,0,0,0,0,0,0,null,"FORÇA 03",null,null,null,1]
[null,null,null,null,null,null,null,null,null,"NEUTRO BT",null,null,null,{"$f":"IF(L13=\"\",\"0\",CONCATENATE(L13,\" \",M13,\" VÃO \",$K$4,\"m\"))","v":"0"},{"$f":"IF(ISERROR(VLOOKUP(N13,$Y$1:$Z$1006,2,FALSE)),\"\",VLOOKUP(N13,$Y$1:$Z$1006,2,FALSE))","v":""},{"$f":"IF(M13=\"multiplexado\",(O13*1))","v":false},{"$f":"IF(M13=\"Cabo Coberto\",(O13*1))","v":false},{"$f":"IF(M13=\"CAA\",(O13*K13))","v":false},false,{"$f":"IF(M13=\"CA\",(O13*K13))","v":false},{"$f":"IF(M13=\"CAZ\",(O13*K13))","v":false},{"$f":"IF(O13=\"\",\"0\",MAX(P13:T13))","v":"0"},null,{"$f":"IF(N13>0,((V13)-(V13*$W$2/100))*($L$5/100)/$L$1,0)","v":0},"3 (50 + 50)mm² multiplexado VÃO 40m",226.3,79,0,0,0,0,0,0,0,null,"FORÇA 04",null,null,null,1]
[null,null,null,null,{"$f":"E10+E11-E12","v":0},null,null,null,null,"FIO PILOTO IP",null,null,null,{"$f":"IF(L14=\"\",\"0\",CONCATENATE(L14,\" \",M14,\" VÃO \",$K$4,\"m\"))","v":"0"},{"$f":"IF(ISERROR(VLOOKUP(N14,$Y$1:$Z$1006,2,FALSE)),\"\",VLOOKUP(N14,$Y$1:$Z$1006,2,FALSE))","v":""},{"$f":"IF(M14=\"multiplexado\",(O14*1))","v":false},{"$f":"IF(M14=\"Cabo Coberto\",(O14*1))","v":false},{"$f":"IF(M14=\"CAA\",(O14*K14))","v":false},false,{"$f":"IF(M14=\"CA\",(O14*K14))","v":false},{"$f":"IF(M14=\"CAZ\",(O14*K14))","v":false},{"$f":"IF(O14=\"\",\"0\",MAX(P14:T14))","v":"0"},null,{"$f":"IF(N14>0,((V14)-(V14*W2/100))*($L$5/100)/$L$1,0)","v":0},"3 (70 + 70)mm² multiplexado VÃO 40m",280,78,0,0,0,0,0,0,0,null,"FORÇA 05",null,null,null,1]
[null,null,null,null,{"$f":"(2*D10*D11)","v":0},null,null,null,null,"TELEFONE N° PARES",null,null,null,{"$f":"IF(ISERROR(VLOOKUP(K15,$M$71:$N$81,2,FALSE)),\"0\",VLOOKUP(K15,$M$71:$N$81,2,FALSE))","v":"0"},{"$f":"IF($N$2>0,N15,0)","v":"0"},null,null,null,null,null,null,null,null,{"$f":"N15*($L$6/100)/($L$1-0.2)","v":0},"3 (120 + 70)mm² multiplexado VÃO 40m",400,77,0,0,0,0,0,0,0,null,"ESFORÇO RESULTANTE",null,null,null,1]
[null,null,null,null,{"$f":"E14/E15","v":{"$error":"#DIV/0!"}},null,null,null,null,"TV CABO - kgf",null,null,null,null,{"$f":"IF($N$2>0,K16,0)","v":0},null,null,null,null,null,null,null,null,{"$f":"O16*($L$6/100)/($L$1-0.2)","v":0},"4 CAA VÃO 40m",207,76,0,0,0,0,0,0,0,null,"ÂNGULO ESTAI",null,null,null,1]
[null,null,null,null,{"$f":"-(E16)","v":{"$error":"#DIV/0!"}},null,null,null,null,"FIBRA OPTICA - kgf",null,null,null,null,{"$f":"IF($N$2>0,K17,0)","v":0},null,null,null,null,null,null,null,null,{"$f":"O17*($L$6/100)/($L$1-0.2)","v":0},"2 CAA VÃO 40m",317,75,0,0,0,0,0,0,0,null,null,null,null,null,1]
[null,null,null,null,{"$f":"COSH(E16)*360/PI()","v":{"$error":"#DIV/0!"}},null,null,null,null,null,null,null,null,null,null,null,null,null,null,null,null,null,null,{"$f":"IF($N$2>0,SUM(X10:X17),0)","v":0},"1/0 CAA VÃO 40m",492,74,0,0,0,0,0,0,0,null,null,null,null,null,1]
[null,null,null,null,{"$f":"ACOS(E16)*180/PI()","v":{"$error":"#DIV/0!"}},{"$f":"360+E20","v":{"$error":"#DIV/0!"}},null,null,null,null,null,null,null,null,null,null,null,null,null,null,null,null,null,null,"2/0 CAA VÃO 40m",588,73,0,0,0,0,0,0,0,null,null,null,null,null,1]
[null,null,null,null,{"$f":"ACOS(E16)*-180/PI()","v":{"$error":"#DIV/0!"}},{"$f":"180-E20","v":{"$error":"#DIV/0!"}},null,null,null,"FORÇA 02",null,null,null,null,null,null,null,null,null,null,null,null,null,"kgf","3/0 CAA VÃO 40m",750,72,0,0,0,0,0,0,0,null,null,null,null,null,1]
[null,null,null,null,null,null,null,null,null,"REDE COMPACTA",null,null,null,null,null,null,null,null,null,null,null,null,null,null,"4/0 CAA VÃO 40m",945,71,0,0,0,0,0,0,0]
[null,null,null,null,null,null,null,null,null,"Nº FASES MT",null,null,null,{"$f":"IF(L22=\"\",\"0\",CONCATENATE(L22,\" \",M22,\" VÃO \",$K$4,\"m\"))","v":"0"},{"$f":"IF(ISERROR(VLOOKUP(N22,$Y$1:$Z$1006,2,FALSE)),\"\",VLOOKUP(N22,$Y$1:$Z$1006,2,FALSE))","v":""},{"$f":"IF(M22=\"multiplexado\",(O22*1))","v":false},{"$f":"IF(AND(K21=$S$71,M22=\"Cabo Coberto\"),(O22*1),IF(AND(K21=$S$72,M22=\"Cabo Coberto\"),(O22*2),IF(AND(K21=$S$73,M22=\"Cabo Coberto\"),(O22*3))))","v":false},{"$f":"IF(M22=\"CAA\",(O22*K22))","v":false},{"$f":"IF($M22=\"CAL\",($O22*$K22))","v":false},{"$f":"IF(M22=\"CA\",(O22*K22))","v":false},{"$f":"IF(M22=\"CAZ\",(O22*K22))","v":false},{"$f":"IF(O22=\"\",\"0\",MAX(P22:U22))","v":"0"},{"$f":"IF(N22>0,V22-(V22*$W$1/100),0)","v":0},{"$f":"W22*($L$1-($K$2/100))/$L$1","v":0},"4 CAA VÃO 60m",207,70,0,0,0,0,0,0,0,null,null,null,null,null,1]
["Esforço Resultante - kgf",null,null,null,{"$f":"IF(E24>180,E24-180,E24+180)","v":{"$error":"#DIV/0!"}},null,null,null,null,"NEUTRO MT",null,null,null,{"$f":"IF(L23=\"\",\"0\",CONCATENATE(L23,\" \",M23,\" VÃO \",$K$4,\"m\"))","v":"0"},{"$f":"IF(ISERROR(VLOOKUP(N23,$Y$1:$Z$1006,2,FALSE)),\"\",VLOOKUP(N23,$Y$1:$Z$1006,2,FALSE))","v":""},{"$f":"IF(M23=\"multiplexado\",(O23*1))","v":false},{"$f":"IF(M23=\"Cabo Coberto\",(O23*1))","v":false},{"$f":"IF(M23=\"CAA\",(O23*K23))","v":false},{"$f":"IF($M23=\"CAL\",($O23*$K23))","v":false},{"$f":"IF(M23=\"CA\",(O23*K23))","v":false},{"$f":"IF(M23=\"CAZ\",(O23*K23))","v":false},{"$f":"IF(O23=\"\",\"0\",MAX(P23:T23))","v":"0"},{"$f":"IF(N23>0,V23-(V23*$W$1/100),0)","v":0},{"$f":"W23*($L$1-($K$2/100))/$L$1","v":0},"2 CAA VÃO 60m",317,69,0,0,0,0,0,0,0,null,null,null,null,null,1]
["Posição do Estai - Ângulo",null,null,null,{"$f":"IF(D12>0,E19,F19)","v":{"$error":"#DIV/0!"}},null,null,null,null,"Nº FASES BT",null,null,null,{"$f":"IF(L24=\"\",\"0\",CONCATENATE(L24,\" \",M24,\" VÃO \",$K$4,\"m\"))","v":"0"},{"$f":"IF(ISERROR(VLOOKUP(N24,$Y$1:$Z$1006,2,FALSE)),\"\",VLOOKUP(N24,$Y$1:$Z$1006,2,FALSE))","v":""},{"$f":"IF(M24=\"multiplexado\",(O24*1))","v":false},{"$f":"IF(M24=\"Cabo Coberto\",(O24*1))","v":false},{"$f":"IF(M24=\"CAA\",(O24*K24))","v":false},false,{"$f":"IF(M24=\"CA\",(O24*K24))","v":false},{"$f":"IF(M24=\"CAZ\",(O24*K24))","v":false},{"$f":"IF(O24=\"\",\"0\",MAX(P24:T24))","v":"0"},null,{"$f":"IF(N24>0,((V24)-(V24*$W$2/100))*($L$5/100)/$L$1,0)","v":0},"1/0 CAA VÃO 60m",488,68,0,0,0,0,0,0,0,null,null,null,null,null,1]
[null,null,null,null,null,null,null,null,null,"NEUTRO BT",null,null,null,{"$f":"IF(L25=\"\",\"0\",CONCATENATE(L25,\" \",M25,\" VÃO \",$K$4,\"m\"))","v":"0"},{"$f":"IF(ISERROR(VLOOKUP(N25,$Y$1:$Z$1006,2,FALSE)),\"\",VLOOKUP(N25,$Y$1:$Z$1006,2,FALSE))","v":""},{"$f":"IF(M25=\"multiplexado\",(O25*1))","v":false},{"$f":"IF(M25=\"Cabo Coberto\",(O25*1))","v":false},{"$f":"IF(M25=\"CAA\",(O25*K25))","v":false},false,{"$f":"IF(M25=\"CA\",(O25*K25))","v":false},{"$f":"IF(M25=\"CAZ\",(O25*K25))","v":false},{"$f":"IF(O25=\"\",\"0\",MAX(P25:T25))","v":"0"},null,{"$f":"IF(N25>0,((V25)-(V25*$W$2/100))*($L$5/100)/$L$1,0)","v":0},"2/0 CAA VÃO 60m",588,67,0,0,0,0,0,0,0,null,null,null,null,null,1]
[null,null,null,null,null,null,null,null,null,"FIO PILOTO IP",null,null,null,{"$f":"IF(L26=\"\",\"0\",CONCATENATE(L26,\" \",M26,\" VÃO \",$K$4,\"m\"))","v":"0"},{"$f":"IF(ISERROR(VLOOKUP(N26,$Y$1:$Z$1006,2,FALSE)),\"\",VLOOKUP(N26,$Y$1:$Z$1006,2,FALSE))","v":""},{"$f":"IF(M26=\"multiplexado\",(O26*1))","v":false},{"$f":"IF(M26=\"Cabo Coberto\",(O26*1))","v":false},{"$f":"IF(M26=\"CAA\",(O26*K26))","v":false},false,{"$f":"IF(M26=\"CA\",(O26*K26))","v":false},{"$f":"IF(M26=\"CAZ\",(O26*K26))","v":false},{"$f":"IF(O26=\"\",\"0\",MAX(P26:T26))","v":"0"},null,{"$f":"IF(N26>0,((V26)-(V26*W14/100))*($L$5/100)/$L$1,0)","v":0},"3/0 CAA VÃO 60m",741,66,0,0,0,0,0,0,0,null,null,null,null,null,1]
[null,null,null,null,null,null,null,null,null,"TELEFONE N° PARES",null,null,null,{"$f":"IF(ISERROR(VLOOKUP(K27,$M$71:$N$81,2,FALSE)),\"0\",VLOOKUP(K27,$M$71:$N$81,2,FALSE))","v":"0"},{"$f":"IF($N$2>0,N27,0)","v":"0"},null,null,null,null,null,null,null,null,{"$f":"N27*($L$6/100)/($L$1-0.2)","v":0},"4/0 CAA VÃO 60m",933,65,0,0,0,0,0,0,0,null,null,null,null,null,1]
[null,null,null,null,null,null,null,null,null,"TV CABO - kgf",null,null,null,null,{"$f":"IF($N$2>0,K28,0)","v":0},null,null,null,null,null,null,null,null,{"$f":"O28*($L$6/100)/($L$1-0.2)","v":0},"4 CAA VÃO 80m",209,64,0,0,0,0,0,0,0]
[null,null,null,null,null,null,null,null,null,"FIBRA OPTICA - kgf",null,null,null,null,{"$f":"IF($N$2>0,K29,0)","v":0},null,null,null,null,null,null,null,null,{"$f":"O29*($L$6/100)/($L$1-0.2)","v":0},"2 CAA VÃO 80m",316,63,0,0,0,0,0,0,0]
[null,null,null,null,null,null,null,null,null,null,null,null,null,null,null,null,null,null,null,null,null,null,null,{"$f":"IF($N$2>0,SUM(X22:X29),0)","v":0},"1/0 CAA VÃO 80m",484,62,0,0,0,0,0,0,0]
[null,null,null,null,null,null,null,null,null,null,null,null,null,null,null,null,null,null,null,null,null,null,null,null,"2/0 CAA VÃO 80m",580,61,0,0,0,0,0,0,0]
[null,null,null,null,null,null,null,null,null,"FORÇA 03",null,null,null,null,null,null,null,null,null,null,null,null,null,"kgf","3/0 CAA VÃO 80m",730,60,0,0,0,0,0,0,0]
[null,null,null,null,null,null,null,null,null,"REDE COMPACTA",null,null,null,null,null,null,null,null,null,null,null,null,null,null,"4/0 CAA VÃO 80m",918,59,0,0,0,0,0,0,0]
[null,null,null,null,null,null,null,null,null,"Nº FASES MT",null,null,null,{"$f":"IF(L34=\"\",\"0\",CONCATENATE(L34,\" \",M34,\" VÃO \",$K$4,\"m\"))","v":"0"},{"$f":"IF(ISERROR(VLOOKUP(N34,$Y$1:$Z$1006,2,FALSE)),\"\",VLOOKUP(N34,$Y$1:$Z$1006,2,FALSE))","v":""},{"$f":"IF(M34=\"multiplexado\",(O34*1))","v":false},{"$f":"IF(AND(K33=$S$71,M34=\"Cabo Coberto\"),(O34*1),IF(AND(K33=$S$72,M34=\"Cabo Coberto\"),(O34*2),IF(AND(K33=$S$73,M34=\"Cabo Coberto\"),(O34*3))))","v":false},{"$f":"IF(M34=\"CAA\",(O34*K34))","v":false},{"$f":"IF($M34=\"CAL\",($O34*$K34))","v":false},{"$f":"IF(M34=\"CA\",(O34*K34))","v":false},{"$f":"IF(M34=\"CAZ\",(O34*K34))","v":false},{"$f":"IF(O34=\"\",\"0\",MAX(P34:U34))","v":"0"},{"$f":"IF(N34>0,V34-(V34*$W$1/100),0)","v":0},{"$f":"W34*($L$1-($K$2/100))/$L$1","v":0},"4 CAA VÃO 100m",312,58,0,0,0,0,0,0,0]
[null,null,null,null,null,null,null,null,null,"NEUTRO MT",null,null,null,{"$f":"IF(L35=\"\",\"0\",CONCATENATE(L35,\" \",M35,\" VÃO \",$K$4,\"m\"))","v":"0"},{"$f":"IF(ISERROR(VLOOKUP(N35,$Y$1:$Z$1006,2,FALSE)),\"\",VLOOKUP(N35,$Y$1:$Z$1006,2,FALSE))","v":""},{"$f":"IF(M35=\"multiplexado\",(O35*1))","v":false},{"$f":"IF(M35=\"Cabo Coberto\",(O35*1))","v":false},{"$f":"IF(M35=\"CAA\",(O35*K35))","v":false},{"$f":"IF($M35=\"CAL\",($O35*$K35))","v":false},{"$f":"IF(M35=\"CA\",(O35*K35))","v":false},{"$f":"IF(M35=\"CAZ\",(O35*K35))","v":false},{"$f":"IF(O35=\"\",\"0\",MAX(P35:T35))","v":"0"},{"$f":"IF(N35>0,V35-(V35*$W$1/100),0)","v":0},{"$f":"W35*($L$1-($K$2/100))/$L$1","v":0},"2 CAA VÃO 100m",315,57,0,0,0,0,0,0,0]
[null,null,null,null,null,null,null,null,null,"Nº FASES BT",null,null,null,{"$f":"IF(L36=\"\",\"0\",CONCATENATE(L36,\" \",M36,\" VÃO \",$K$4,\"m\"))","v":"0"},{"$f":"IF(ISERROR(VLOOKUP(N36,$Y$1:$Z$1006,2,FALSE)),\"\",VLOOKUP(N36,$Y$1:$Z$1006,2,FALSE))","v":""},{"$f":"IF(M36=\"multiplexado\",(O36*1))","v":false},{"$f":"IF(M36=\"Cabo Coberto\",(O36*1))","v":false},{"$f":"IF(M36=\"CAA\",(O36*K36))","v":false},false,{"$f":"IF(M36=\"CA\",(O36*K36))","v":false},{"$f":"IF(M36=\"CAZ\",(O36*K36))","v":false},{"$f":"IF(O36=\"\",\"0\",MAX(P36:T36))","v":"0"},null,{"$f":"IF(N36>0,((V36)-(V36*$W$2/100))*($L$5/100)/$L$1,0)","v":0},"1/0 CAA VÃO 100m",479,56,0,0,0,0,0,0,0]
[null,null,null,null,null,null,null,null,null,"NEUTRO BT",null,null,null,{"$f":"IF(L37=\"\",\"0\",CONCATENATE(L37,\" \",M37,\" VÃO \",$K$4,\"m\"))","v":"0"},{"$f":"IF(ISERROR(VLOOKUP(N37,$Y$1:$Z$1006,2,FALSE)),\"\",VLOOKUP(N37,$Y$1:$Z$1006,2,FALSE))","v":""},{"$f":"IF(M37=\"multiplexado\",(O37*1))","v":false},{"$f":"IF(M37=\"Cabo Coberto\",(O37*1))","v":false},{"$f":"IF(M37=\"CAA\",(O37*K37))","v":false},false,{"$f":"IF(M37=\"CA\",(O37*K37))","v":false},{"$f":"IF(M37=\"CAZ\",(O37*K37))","v":false},{"$f":"IF(O37=\"\",\"0\",MAX(P37:T37))","v":"0"},null,{"$f":"IF(N37>0,((V37)-(V37*$W$2/100))*($L$5/100)/$L$1,0)","v":0},"2/0 CAA VÃO 100m",575,55,0,0,0,0,0,0,0]
[null,null,null,null,null,null,null,null,null,"FIO PILOTO IP",null,null,null,{"$f":"IF(L38=\"\",\"0\",CONCATENATE(L38,\" \",M38,\" VÃO \",$K$4,\"m\"))","v":"0"},{"$f":"IF(ISERROR(VLOOKUP(N38,$Y$1:$Z$106,2,FALSE)),\"\",VLOOKUP(N38,$Y$1:$Z$106,2,FALSE))","v":""},{"$f":"IF(M38=\"multiplexado\",(O38*1))","v":false},{"$f":"IF(M38=\"Cabo Coberto\",(O38*1))","v":false},{"$f":"IF(M38=\"CAA\",(O38*K38))","v":false},false,{"$f":"IF(M38=\"CA\",(O38*K38))","v":false},{"$f":"IF(M38=\"CAZ\",(O38*K38))","v":false},{"$f":"IF(O38=\"\",\"0\",MAX(P38:T38))","v":"0"},null,{"$f":"IF(N38>0,((V38)-(V38*W26/100))*($L$5/100)/$L$1,0)","v":0},"3/0 CAA VÃO 100m",718,54,0,0,0,0,0,0,0]
[null,null,null,null,null,null,null,null,null,"TELEFONE N° PARES",null,null,null,{"$f":"IF(ISERROR(VLOOKUP(K39,$M$71:$N$81,2,FALSE)),\"0\",VLOOKUP(K39,$M$71:$N$81,2,FALSE))","v":"0"},{"$f":"IF($N$2>0,N39,0)","v":"0"},null,null,null,null,null,null,null,null,{"$f":"N39*($L$6/100)/($L$1-0.2)","v":0},"4/0 CAA VÃO 100m",902,53,0,0,0,0,0,0,0]
[null,null,null,null,null,null,null,null,null,"TV CABO - kgf",null,null,null,null,{"$f":"IF($N$2>0,K40,0)","v":0},null,null,null,null,null,null,null,null,{"$f":"O40*($L$6/100)/($L$1-0.2)","v":0},"4 CAA VÃO 120m",330,52,0,0,0,0,0,0,0]
[null,null,null,null,null,null,null,null,null,"FIBRA OPTICA - kgf",null,null,null,null,{"$f":"IF($N$2>0,K41,0)","v":0},null,null,null,null,null,null,null,null,{"$f":"O41*($L$6/100)/($L$1-0.2)","v":0},"2 CAA VÃO 120m",470,{"$f":"AA40-1","v":51},{"$f":"IF(ISERROR(VLOOKUP($AA41,Table444,AB$1,FALSE)),0,VLOOKUP($AA41,Table444,AB$1,FALSE))","v":0},{"$f":"IF(ISERROR(VLOOKUP($AA41,Table555,AC$1,FALSE)),0,VLOOKUP($AA41,Table555,AC$1,FALSE))","v":0},{"$f":"IF(ISERROR(VLOOKUP($AA41,Table666,AC$1,FALSE)),0,VLOOKUP($AA41,Table666,AC$1,FALSE))","v":0},{"$f":"IF(ISERROR(VLOOKUP($AA41,Table888,AE$1,FALSE)),0,VLOOKUP($AA41,Table888,AE$1,FALSE))","v":0},{"$f":"IF(ISERROR(VLOOKUP($AA41,Table999,AF$1,FALSE)),0,VLOOKUP($AA41,Table999,AF$1,FALSE))","v":0},{"$f":"IF(ISERROR(VLOOKUP($AA41,Table222,AG$1,FALSE)),0,VLOOKUP($AA41,Table222,AG$1,FALSE))","v":0},{"$f":"IF(ISERROR(VLOOKUP($AA41,Table333,AH$1,FALSE)),0,VLOOKUP($AA41,Table333,AH$1,FALSE))","v":0}]
[null,null,null,null,null,null,null,null,null,null,null,null,null,null,null,null,null,null,null,null,null,null,null,{"$f":"IF($N$2>0,SUM(X34:X41),0)","v":0},"1/0 CAA VÃO 120m",474,50,0,0,0,0,0,0,0]
[null,null,null,null,null,null,null,null,null,null,null,null,null,null,null,null,null,null,null,null,null,null,null,null,"2/0 CAA VÃO 120m",569,49,0,0,0,0,0,0,0]
[null,null,null,null,null,null,null,null,null,"FORÇA 04",null,null,null,null,null,null,null,null,null,null,null,null,null,"kgf","3/0 CAA VÃO 120m",706,48,0,0,0,0,0,0,0]
[null,null,null,null,null,null,null,null,null,"REDE COMPACTA",null,null,null,null,null,null,null,null,null,null,null,null,null,null,"4/0 CAA VÃO 120m",885,47,0,0,0,0,0,0,0]
[null,null,null,null,null,null,null,null,null,"Nº FASES MT",null,null,null,{"$f":"IF(L46=\"\",\"0\",CONCATENATE(L46,\" \",M46,\" VÃO \",$K$4,\"m\"))","v":"0"},{"$f":"IF(ISERROR(VLOOKUP(N46,$Y$1:$Z$1006,2,FALSE)),\"\",VLOOKUP(N46,$Y$1:$Z$1006,2,FALSE))","v":""},{"$f":"IF(M46=\"multiplexado\",(O46*1))","v":false},{"$f":"IF(AND(K45=$S$71,M46=\"Cabo Coberto\"),(O46*1),IF(AND(K45=$S$72,M46=\"Cabo Coberto\"),(O46*2),IF(AND(K45=$S$73,M46=\"Cabo Coberto\"),(O46*3))))","v":false},{"$f":"IF(M46=\"CAA\",(O46*K46))","v":false},{"$f":"IF($M46=\"CAL\",($O46*$K46))","v":false},{"$f":"IF(M46=\"CA\",(O46*K46))","v":false},{"$f":"IF(M46=\"CAZ\",(O46*K46))","v":false},{"$f":"IF(O46=\"\",\"0\",MAX(P46:U46))","v":"0"},{"$f":"IF(N46>0,V46-(V46*$W$1/100),0)","v":0},{"$f":"W46*($L$1-($K$2/100))/$L$1","v":0},"3,09 CAZ VÃO 40m",443.22,46,0,0,0,0,0,0,0]
[null,null,null,null,null,null,null,null,null,"NEUTRO MT",null,null,null,{"$f":"IF(L47=\"\",\"0\",CONCATENATE(L47,\" \",M47,\" VÃO \",$K$4,\"m\"))","v":"0"},{"$f":"IF(ISERROR(VLOOKUP(N47,$Y$1:$Z$1006,2,FALSE)),\"\",VLOOKUP(N47,$Y$1:$Z$1006,2,FALSE))","v":""},{"$f":"IF(M47=\"multiplexado\",(O47*1))","v":false},{"$f":"IF(M47=\"Cabo Coberto\",(O47*1))","v":false},{"$f":"IF(M47=\"CAA\",(O47*K47))","v":false},{"$f":"IF($M47=\"CAL\",($O47*$K47))","v":false},{"$f":"IF(M47=\"CA\",(O47*K47))","v":false},{"$f":"IF(M47=\"CAZ\",(O47*K47))","v":false},{"$f":"IF(O47=\"\",\"0\",MAX(P47:T47))","v":"0"},{"$f":"IF(N47>0,V47-(V47*$W$1/100),0)","v":0},{"$f":"W47*($L$1-($K$2/100))/$L$1","v":0},"4,17 CAZ VÃO 40m",443.22,45,0,0,0,0,0,0,0]
[null,null,null,null,null,null,null,null,null,"Nº FASES BT",null,null,null,{"$f":"IF(L48=\"\",\"0\",CONCATENATE(L48,\" \",M48,\" VÃO \",$K$4,\"m\"))","v":"0"},{"$f":"IF(ISERROR(VLOOKUP(N48,$Y$1:$Z$1006,2,FALSE)),\"\",VLOOKUP(N48,$Y$1:$Z$1006,2,FALSE))","v":""},{"$f":"IF(M48=\"multiplexado\",(O48*1))","v":false},{"$f":"IF(M48=\"Cabo Coberto\",(O48*1))","v":false},{"$f":"IF(M48=\"CAA\",(O48*K48))","v":false},false,{"$f":"IF(M48=\"CA\",(O48*K48))","v":false},{"$f":"IF(M48=\"CAZ\",(O48*K48))","v":false},{"$f":"IF(O48=\"\",\"0\",MAX(P48:T48))","v":"0"},null,{"$f":"IF(N48>0,((V48)-(V48*$W$2/100))*($L$5/100)/$L$1,0)","v":0},"4 CA VÃO 40m",116.22,44,0,0,0,0,0,0,0]
[null,null,null,null,null,null,null,null,null,"NEUTRO BT",null,null,null,{"$f":"IF(L49=\"\",\"0\",CONCATENATE(L49,\" \",M49,\" VÃO \",$K$4,\"m\"))","v":"0"},{"$f":"IF(ISERROR(VLOOKUP(N49,$Y$1:$Z$1006,2,FALSE)),\"\",VLOOKUP(N49,$Y$1:$Z$1006,2,FALSE))","v":""},{"$f":"IF(M49=\"multiplexado\",(O49*1))","v":false},{"$f":"IF(M49=\"Cabo Coberto\",(O49*1))","v":false},{"$f":"IF(M49=\"CAA\",(O49*K49))","v":false},false,{"$f":"IF(M49=\"CA\",(O49*K49))","v":false},{"$f":"IF(M49=\"CAZ\",(O49*K49))","v":false},{"$f":"IF(O49=\"\",\"0\",MAX(P49:T49))","v":"0"},null,{"$f":"IF(N49>0,((V49)-(V49*$W$2/100))*($L$5/100)/$L$1,0)","v":0},"2 CA VÃO 40m",178.08,43,0,0,0,0,0,0,0]
[null,null,null,null,null,null,null,null,null,"FIO PILOTO IP",null,null,null,{"$f":"IF(L50=\"\",\"0\",CONCATENATE(L50,\" \",M50,\" VÃO \",$K$4,\"m\"))","v":"0"},{"$f":"IF(ISERROR(VLOOKUP(N50,$Y$1:$Z$1006,2,FALSE)),\"\",VLOOKUP(N50,$Y$1:$Z$1006,2,FALSE))","v":""},{"$f":"IF(M50=\"multiplexado\",(O50*1))","v":false},{"$f":"IF(M50=\"Cabo Coberto\",(O50*1))","v":false},{"$f":"IF(M50=\"CAA\",(O50*K50))","v":false},false,{"$f":"IF(M50=\"CA\",(O50*K50))","v":false},{"$f":"IF(M50=\"CAZ\",(O50*K50))","v":false},{"$f":"IF(O50=\"\",\"0\",MAX(P50:T50))","v":"0"},null,{"$f":"IF(N50>0,((V50)-(V50*W38/100))*($L$5/100)/$L$1,0)","v":0},"1/0 CA VÃO 40m",265.89,42,0,0,0,0,0,0,0]
[null,null,null,null,null,null,null,null,null,"TELEFONE N° PARES",null,null,null,{"$f":"IF(ISERROR(VLOOKUP(K51,$M$71:$N$81,2,FALSE)),\"0\",VLOOKUP(K51,$M$71:$N$81,2,FALSE))","v":"0"},{"$f":"IF($N$2>0,N51,0)","v":"0"},null,null,null,null,null,null,null,null,{"$f":"N51*($L$6/100)/($L$1-0.2)","v":0},"2/0 CA VÃO 40m",579.33000000000004,41,0,0,0,0,0,0,0]
[null,null,null,null,null,null,null,null,null,"TV CABO - kgf",null,null,null,null,{"$f":"IF($N$2>0,K52,0)","v":0},null,null,null,null,null,null,null,null,{"$f":"O52*($L$6/100)/($L$1-0.2)","v":0},"3/0 CA VÃO 40m",407.23,40,0,0,0,0,0,0,0]
[null,null,null,null,null,null,null,null,null,"FIBRA OPTICA - kgf",null,null,null,null,{"$f":"IF($N$2>0,K53,0)","v":0},null,null,null,null,null,null,null,null,{"$f":"O53*($L$6/100)/($L$1-0.2)","v":0},"4/0 CA VÃO 40m",512.53,39,0,0,0,0,0,0,0]
[null,null,null,null,null,null,null,null,null,null,null,null,null,null,null,null,null,null,null,null,null,null,null,{"$f":"IF($N$2>0,SUM(X46:X53),0)","v":0},"336,4 CA VÃO 40m",801.36,38,0,0,0,0,0,0,0]
[null,null,null,null,null,null,null,null,null,null,null,null,null,null,null,null,null,null,null,null,null,null,null,null,"3,09 CAZ VÃO 60m",286.49,37,0,0,0,0,0,0,0]
[null,null,null,null,null,null,null,null,null,"FORÇA 05",null,null,null,null,null,null,null,null,null,null,null,null,null,"kgf","4,17 CAZ VÃO 60m",443.55,36,0,0,0,0,0,0,0]
[null,null,null,null,null,null,null,null,null,"REDE COMPACTA",null,null,null,null,null,null,null,null,null,null,null,null,null,null,"4 CA VÃO 60m",145.86000000000001,35,0,0,0,0,0,0,0]
[null,null,null,null,null,null,null,null,null,"Nº FASES MT",null,null,null,{"$f":"IF(L58=\"\",\"0\",CONCATENATE(L58,\" \",M58,\" VÃO \",$K$4,\"m\"))","v":"0"},{"$f":"IF(ISERROR(VLOOKUP(N58,$Y$1:$Z$1006,2,FALSE)),\"\",VLOOKUP(N58,$Y$1:$Z$1006,2,FALSE))","v":""},{"$f":"IF(M58=\"multiplexado\",(O58*1))","v":false},{"$f":"IF(AND(K57=$S$71,M58=\"Cabo Coberto\"),(O58*1),IF(AND(K57=$S$72,M58=\"Cabo Coberto\"),(O58*2),IF(AND(K57=$S$73,M58=\"Cabo Coberto\"),(O58*3))))","v":false},{"$f":"IF(M58=\"CAA\",(O58*K58))","v":false},{"$f":"IF($M58=\"CAL\",($O58*$K58))","v":false},{"$f":"IF(M58=\"CA\",(O58*K58))","v":false},{"$f":"IF(M58=\"CAZ\",(O58*K58))","v":false},{"$f":"IF(O58=\"\",\"0\",MAX(P58:U58))","v":"0"},{"$f":"IF(N58>0,V58-(V58*$W$1/100),0)","v":0},{"$f":"W58*($L$1-($K$2/100))/$L$1","v":0},"2 CA VÃO 60m",223.43,34,0,0,0,0,0,0,0]
[null,null,null,null,null,null,null,null,null,"NEUTRO MT",null,null,null,{"$f":"IF(L59=\"\",\"0\",CONCATENATE(L59,\" \",M59,\" VÃO \",$K$4,\"m\"))","v":"0"},{"$f":"IF(ISERROR(VLOOKUP(N59,$Y$1:$Z$1006,2,FALSE)),\"\",VLOOKUP(N59,$Y$1:$Z$1006,2,FALSE))","v":""},{"$f":"IF(M59=\"multiplexado\",(O59*1))","v":false},{"$f":"IF(M59=\"Cabo Coberto\",(O59*1))","v":false},{"$f":"IF(M59=\"CAA\",(O59*K59))","v":false},{"$f":"IF($M59=\"CAL\",($O59*$K59))","v":false},{"$f":"IF(M59=\"CA\",(O59*K59))","v":false},{"$f":"IF(M59=\"CAZ\",(O59*K59))","v":false},{"$f":"IF(O59=\"\",\"0\",MAX(P59:T59))","v":"0"},{"$f":"IF(N59>0,V59-(V59*$W$1/100),0)","v":0},{"$f":"W59*($L$1-($K$2/100))/$L$1","v":0},"1/0 CA VÃO 60m",259.98,33,0,0,0,0,0,0,0]
[null,null,null,null,null,null,null,null,null,"Nº FASES BT",null,null,null,{"$f":"IF(L60=\"\",\"0\",CONCATENATE(L60,\" \",M60,\" VÃO \",$K$4,\"m\"))","v":"0"},{"$f":"IF(ISERROR(VLOOKUP(N60,$Y$1:$Z$1006,2,FALSE)),\"\",VLOOKUP(N60,$Y$1:$Z$1006,2,FALSE))","v":""},{"$f":"IF(M60=\"multiplexado\",(O60*1))","v":false},{"$f":"IF(M60=\"Cabo Coberto\",(O60*1))","v":false},{"$f":"IF(M60=\"CAA\",(O60*K60))","v":false},false,{"$f":"IF(M60=\"CA\",(O60*K60))","v":false},{"$f":"IF(M60=\"CAZ\",(O60*K60))","v":false},{"$f":"IF(O60=\"\",\"0\",MAX(P60:T60))","v":"0"},null,{"$f":"IF(N60>0,((V60)-(V60*$W$2/100))*($L$5/100)/$L$1,0)","v":0},"2/0 CA VÃO 60m",579.82000000000005,32,0,0,0,0,0,0,0]
[null,null,null,null,null,null,null,null,null,"NEUTRO BT",null,null,null,{"$f":"IF(L61=\"\",\"0\",CONCATENATE(L61,\" \",M61,\" VÃO \",$K$4,\"m\"))","v":"0"},{"$f":"IF(ISERROR(VLOOKUP(N61,$Y$1:$Z$1006,2,FALSE)),\"\",VLOOKUP(N61,$Y$1:$Z$1006,2,FALSE))","v":""},{"$f":"IF(M61=\"multiplexado\",(O61*1))","v":false},{"$f":"IF(M61=\"Cabo Coberto\",(O61*1))","v":false},{"$f":"IF(M61=\"CAA\",(O61*K61))","v":false},false,{"$f":"IF(M61=\"CA\",(O61*K61))","v":false},{"$f":"IF(M61=\"CAZ\",(O61*K61))","v":false},{"$f":"IF(O61=\"\",\"0\",MAX(P61:T61))","v":"0"},null,{"$f":"IF(N61>0,((V61)-(V61*$W$2/100))*($L$5/100)/$L$1,0)","v":0},"3/0 CA VÃO 60m",392.58,31,0,0,0,0,0,0,0]
[null,null,null,null,null,null,null,null,null,"FIO PILOTO IP",null,null,null,{"$f":"IF(L62=\"\",\"0\",CONCATENATE(L62,\" \",M62,\" VÃO \",$K$4,\"m\"))","v":"0"},{"$f":"IF(ISERROR(VLOOKUP(N62,$Y$1:$Z$1006,2,FALSE)),\"\",VLOOKUP(N62,$Y$1:$Z$1006,2,FALSE))","v":""},{"$f":"IF(M62=\"multiplexado\",(O62*1))","v":false},{"$f":"IF(M62=\"Cabo Coberto\",(O62*1))","v":false},{"$f":"IF(M62=\"CAA\",(O62*K62))","v":false},false,{"$f":"IF(M62=\"CA\",(O62*K62))","v":false},{"$f":"IF(M62=\"CAZ\",(O62*K62))","v":false},{"$f":"IF(O62=\"\",\"0\",MAX(P62:T62))","v":"0"},null,{"$f":"IF(N62>0,((V62)-(V62*W50/100))*($L$5/100)/$L$1,0)","v":0},"4/0 CA VÃO 60m",492.18,30,0,0,0,0,0,0,0]
[null,null,null,null,null,null,null,null,null,"TELEFONE N° PARES",null,null,null,{"$f":"IF(ISERROR(VLOOKUP(K63,$M$71:$N$81,2,FALSE)),\"0\",VLOOKUP(K63,$M$71:$N$81,2,FALSE))","v":"0"},{"$f":"IF($N$2>0,N63,0)","v":"0"},null,null,null,null,null,null,null,null,{"$f":"N63*($L$6/100)/($L$1-0.2)","v":0},"336,4 CA VÃO 60m",767.88,29,0,0,0,0,0,0,0]
[null,null,null,null,null,null,null,null,null,"TV CABO - kgf",null,null,null,null,{"$f":"IF($N$2>0,K64,0)","v":0},null,null,null,null,null,null,null,null,{"$f":"O64*($L$6/100)/($L$1-0.2)","v":0},"3,09 CAZ VÃO 80m",286.81,28,0,0,0,0,0,0,0]
[null,null,null,null,null,null,null,null,null,"FIBRA OPTICA - kgf",null,null,null,null,{"$f":"IF($N$2>0,K65,0)","v":0},null,null,null,null,null,null,null,null,{"$f":"O65*($L$6/100)/($L$1-0.2)","v":0},"4,17 CAZ VÃO 80m",444.22,27,0,0,0,0,0,0,0]
[null,null,null,null,null,null,null,null,null,null,null,null,null,null,null,null,null,null,null,null,null,null,null,{"$f":"IF($N$2>0,SUM(X58:X65),0)","v":0},"4 CA VÃO 80m",141.26,26,0,0,0,0,0,0,0]
[null,null,null,null,null,null,null,null,null,null,null,null,null,null,null,null,null,null,null,null,null,null,null,null,"2 CA VÃO 80m",226.96,{"$f":"AA66-1","v":25},0,0,0,0,0,0,0]
[null,null,null,null,null,null,null,null,null,null,"CONFIGURAÇÃO",null,null,null,null,null,null,null,null,null,null,null,null,null,"1/0 CA VÃO 80m",329.23,24,0,0,0,0,0,0,0]
[null,null,null,null,null,null,null,null,null,"ALTURA POSTE (m)","DISTANCIA DO TOPO","AFASTAMENTO BT","N° Pares","Brasil Telecom","VÃO REGULADOR","Nº FASES","BITOLA","FORMAÇÃO","COMPACTA",null,null,null,null,null,"2/0 CA VÃO 80m",580.29999999999995,23,0,0,0,0,0,0,0]
[null,null,null,null,null,null,null,null,null,9,20,20,null,null,0,null,null,null,null,null,null,null,null,null,"3/0 CA VÃO 80m",376.59,22,0,0,0,0,0,0,0]
[null,null,null,null,null,null,null,null,null,10,40,40,10,null,40,1,4,"CAA","SIMPLES",null,null,null,null,null,"4/0 CA VÃO 80m",470.13,21,0,0,0,0,0,0,0]
[null,null,null,null,null,null,null,null,null,11,null,60,20,385,60,2,2,"CA","DUPLO",null,null,null,null,null,"336,4 CA VÃO 80m",731.13,20,0,0,0,0,0,0,0]
[null,null,null,null,null,null,null,null,null,12,null,80,30,385,80,3,"1/0","CAZ","TRIPLO",null,null,null,null,null,"3,09 CAZ VÃO 100m",287.35000000000002,19,{"$f":"IF(ISERROR(VLOOKUP($AA73,Table444,AB$1,FALSE)),0,VLOOKUP($AA73,Table444,AB$1,FALSE))","v":0},{"$f":"IF(ISERROR(VLOOKUP($AA73,Table555,AC$1,FALSE)),0,VLOOKUP($AA73,Table555,AC$1,FALSE))","v":0},{"$f":"IF(ISERROR(VLOOKUP($AA73,Table666,AC$1,FALSE)),0,VLOOKUP($AA73,Table666,AC$1,FALSE))","v":0},{"$f":"IF(ISERROR(VLOOKUP($AA73,Table888,AE$1,FALSE)),0,VLOOKUP($AA73,Table888,AE$1,FALSE))","v":0},{"$f":"IF(ISERROR(VLOOKUP($AA73,Table999,AF$1,FALSE)),0,VLOOKUP($AA73,Table999,AF$1,FALSE))","v":0},{"$f":"IF(ISERROR(VLOOKUP($AA73,Table222,AG$1,FALSE)),0,VLOOKUP($AA73,Table222,AG$1,FALSE))","v":0},{"$f":"IF(ISERROR(VLOOKUP($AA73,Table333,AH$1,FALSE)),0,VLOOKUP($AA73,Table333,AH$1,FALSE))","v":0}]
[null,null,null,null,null,null,null,null,null,13,null,null,50,379,100,null,"2/0","Cabo Coberto",null,null,null,null,null,null,"4,17 CAZ VÃO 100m",444.89,18,0,0,0,0,0,0,0]
[null,null,null,null,null,null,null,null,null,null,null,null,75,379,120,null,"3/0","multiplexado",null,null,null,null,null,null,"4 CA VÃO 100m",148.12,17,0,0,0,0,0,0,0]
[null,null,null,null,null,null,null,null,null,null,null,null,100,397,null,null,"4/0","CAL",null,null,null,null,null,null,"2 CA VÃO 100m",227.02,16,0,0,0,0,0,0,0]
[null,null,null,null,null,null,null,null,null,null,null,null,150,397,null,null,336.4,null,null,null,null,null,null,null,"1/0 CA VÃO 100m",330.11,15,0,0,0,0,0,0,0]
[null,null,null,null,null,null,null,null,null,null,null,null,200,417,null,null,"336,4 (LINNET) ",null,null,null,null,null,null,null,"2/0 CA VÃO 100m",580.79,14,0,0,0,0,0,0,0]
[null,null,null,null,null,null,null,null,null,null,null,null,300,460,null,null,"336,4 (MERLIN) ",null,null,null,null,null,null,null,"3/0 CA VÃO 100m",508.84,13,0,0,0,0,0,0,0]
[null,null,null,null,null,null,null,null,null,null,null,null,400,482,null,null,"336,4 (ORIOLE) ",null,null,null,null,null,null,null,"4/0 CA VÃO 100m",627.17999999999995,12,0,0,0,0,0,0,0]
[null,null,null,null,null,null,null,null,null,null,null,null,600,546,null,null,3.09,null,null,null,null,null,null,null,"336,4 CA VÃO 100m",696.56,11,0,0,0,0,0,0,0]
[null,null,null,null,null,null,null,null,null,"VÃO<=60m p/multiplex",null,null,null,null,null,null,4.17,null,null,null,null,null,null,null,"3,09 CAZ VÃO 120m",287.89,10,0,0,0,0,0,0,0]
[null,null,null,null,null,null,null,null,null,{"$f":"IF(M60=R75,1,\"\")","v":""},null,null,null,null,null,null,"35mm²"]
[null,null,null,null,null,null,null,null,null,{"$f":"IF(M48=R75,1,\"\")","v":""},null,null,null,null,null,null,"50mm²",null,null,null,null,null,null,null,"4,17 CAZ VÃO 120m",445.72,{"$f":"AA82-1","v":9},{"$f":"IF(ISERROR(VLOOKUP($AA84,Table444,AB$1,FALSE)),0,VLOOKUP($AA84,Table444,AB$1,FALSE))","v":0},{"$f":"IF(ISERROR(VLOOKUP($AA84,Table555,AC$1,FALSE)),0,VLOOKUP($AA84,Table555,AC$1,FALSE))","v":0},{"$f":"IF(ISERROR(VLOOKUP($AA84,Table666,AC$1,FALSE)),0,VLOOKUP($AA84,Table666,AC$1,FALSE))","v":0},{"$f":"IF(ISERROR(VLOOKUP($AA84,Table888,AE$1,FALSE)),0,VLOOKUP($AA84,Table888,AE$1,FALSE))","v":0},{"$f":"IF(ISERROR(VLOOKUP($AA84,Table999,AF$1,FALSE)),0,VLOOKUP($AA84,Table999,AF$1,FALSE))","v":0},{"$f":"IF(ISERROR(VLOOKUP($AA84,Table222,AG$1,FALSE)),0,VLOOKUP($AA84,Table222,AG$1,FALSE))","v":0},{"$f":"IF(ISERROR(VLOOKUP($AA84,Table333,AH$1,FALSE)),0,VLOOKUP($AA84,Table333,AH$1,FALSE))","v":0}]
[null,null,null,null,null,null,null,null,null,{"$f":"IF(M36=R75,1,\"\")","v":""},null,null,null,null,null,null,"95mm²",null,null,null,null,null,null,null,"4 CA VÃO 120m",152.91999999999999,8,0,0,0,0,0,0,0]
[null,null,null,null,null,null,null,null,null,{"$f":"IF(M24=R75,1,\"\")","v":""},null,null,null,null,null,null,"120mm²",null,null,null,null,null,null,null,"2 CA VÃO 120m",152.91999999999999,7,0,0,0,0,0,0,0]
[null,null,null,null,null,null,null,null,null,{"$f":"IF(M12=R75,1,\"\")","v":""},null,null,null,null,null,null,"150mm²",null,null,null,null,null,null,null,"1/0 CA VÃO 120m",341.65,6,0,0,0,0,0,0,0]
[null,null,null,null,null,null,null,null,null,null,null,null,null,null,null,null,"185mm²",null,null,null,null,null,null,null,"2/0 CA VÃO 120m",581.52,5,0,0,0,0,0,0,0]
[null,null,null,null,null,null,null,null,null,null,null,null,null,null,null,null,"240mm²",null,null,null,null,null,null,null,"3/0 CA VÃO 120m",501.18,4,0,0,0,0,0,0,0]
[null,null,null,null,null,null,null,null,null,null,null,null,null,null,null,null,"3 (35 + 35)mm²",null,null,null,null,null,null,null,"4/0 CA VÃO 120m",647.02,3,0,0,0,0,0,0,0]
[null,null,null,null,null,null,null,null,null,null,null,null,null,null,null,null,"3 (50 + 50)mm²",null,null,null,null,null,null,null,"336,4 CA VÃO 120m",1018.03,2,0,0,0,0,0,0,0]
[null,null,null,null,null,null,null,null,null,null,null,null,null,null,null,null,"3 (70 + 70)mm²",null,null,null,null,null,null,null,"336,4 (LINNET) CAA VÃO 40m",1570,1,0,0,0,0,0,0,0]
[null,null,null,null,null,null,null,null,null,null,null,null,null,null,null,null,"3 (120 + 70)mm²",null,null,null,null,null,null,null,"336,4 CAA (MERLIN) VÃO 40m",1058.05,0,0,0,0,0,0,0,0]
[null,null,null,null,null,null,null,null,null,null,null,null,null,null,null,null,"2 (35 + 35)mm²",null,null,null,null,null,null,null,"336,4 CAA (ORIOLE) VÃO 40m",1838.11,360,0,0,0,0,0,0,0]
[null,null,null,null,null,null,null,null,null,null,null,null,null,null,null,null,"1 (50 + 50)mm²",null,null,null,null,null,null,null,"336,4 CAA (LINNET) VÃO 60m",1552.26,359,0,0,0,0,0,0,0]
[null,null,null,null,null,null,null,null,null,null,null,null,null,null,null,null,"2 (50 + 50)mm²",null,null,null,null,null,null,null,"336,4 CAA (MERLIN) VÃO 60m",1029.2,{"$f":"AA95-1","v":358},0,0,0,0,0,0,0]
[null,null,null,null,null,null,null,null,null,null,null,null,null,null,null,null,null,null,null,null,null,null,null,null,"336,4 CAA (ORIOLE) VÃO 60m",1824.1,357,0,0,0,0,0,0,0]
[null,null,null,null,null,null,null,null,null,null,null,null,null,null,null,null,null,null,null,null,null,null,null,null,"336,4 CAA (LINNET) VÃO 80m",1530,356,0,0,0,0,0,0,0]
[null,null,null,null,null,null,null,null,null,null,null,null,null,null,null,null,null,null,null,null,null,null,null,null,"336,4 CAA (MERLIN) VÃO 80m",995.05,355,0,0,0,0,0,0,0]
[null,null,null,null,null,null,null,null,null,null,null,null,null,null,null,null,null,null,null,null,null,null,null,null,"336,4 CAA (ORIOLE) VÃO 80m",1942.39,354,0,0,0,0,0,0,0]
[null,null,null,null,null,null,null,null,null,null,null,null,null,null,null,null,null,null,null,null,null,null,null,null,"336,4 CAA (LINNET) VÃO 100m",1504,353,0,0,0,0,0,0,0]
[null,null,null,null,null,null,null,null,null,null,null,null,null,null,null,null,null,null,null,null,null,null,null,null,"336,4 CAA (MERLIN) VÃO 100m",959.76,352,0,0,0,0,0,0,0]
[null,null,null,null,null,null,null,null,null,null,null,null,null,null,null,null,null,null,null,null,null,null,null,null,"336,4 CAA (ORIOLE) VÃO 100m",1784.41,351,0,0,0,0,0,0,0]
[null,null,null,null,null,null,null,null,null,null,null,null,null,null,null,null,null,null,null,null,null,null,null,null,"336,4 CAA (LINNET) VÃO 120m",1477,350,0,0,0,0,0,0,0]
[null,null,null,null,null,null,null,null,null,null,null,null,null,null,null,null,null,null,null,null,null,null,null,null,"336,4 CAA (MERLIN) VÃO 120m",927.12,349,0,0,0,0,0,0,0]
[null,null,null,null,null,null,null,null,null,null,null,null,null,null,null,null,null,null,null,null,null,null,null,null,"336,4 CAA (ORIOLE) VÃO 120m",1761.07,348,0,0,0,0,0,0,0]
[null,null,null,null,null,null,null,null,null,null,null,null,null,null,null,null,null,null,null,null,null,null,null,null,"1 (35 + 35)mm² multiplexado VÃO 60m",150.79,347,0,0,0,0,0,0,0]
[null,null,null,null,null,null,null,null,null,null,null,null,null,null,null,null,null,null,null,null,null,null,null,null,"2 (35 + 35)mm² multiplexado VÃO 60m",180.37,346,0,0,0,0,0,0,0]
[null,null,null,null,null,null,null,null,null,null,null,null,null,null,null,null,null,null,null,null,null,null,null,null,"3 (35 + 35)mm² multiplexado VÃO 60m",162.4,345,0,0,0,0,0,0,0]
[null,null,null,null,null,null,null,null,null,null,null,null,null,null,null,null,null,null,null,null,null,null,null,null,"1 (50 + 50)mm² multiplexado VÃO 60m",203.52,344,0,0,0,0,0,0,0]
[null,null,null,null,null,null,null,null,null,null,null,null,null,null,null,null,null,null,null,null,null,null,null,null,"2 (50 + 50)mm² multiplexado VÃO 60m",244,343,0,0,0,0,0,0,0]
[null,null,null,null,null,null,null,null,null,null,null,null,null,null,null,null,null,null,null,null,null,null,null,null,"3 (50 + 50)mm² multiplexado VÃO 60m",219.43,342,0,0,0,0,0,0,0]
[null,null,null,null,null,null,null,null,null,null,null,null,null,null,null,null,null,null,null,null,null,null,null,null,"3 (70 + 70)mm² multiplexado VÃO 60m",286.95999999999998,341,0,0,0,0,0,0,0]
[null,null,null,null,null,null,null,null,null,null,null,null,null,null,null,null,null,null,null,null,null,null,null,null,"1 (35 + 35)mm² multiplexado VÃO 40m",101,340,0,0,0,0,0,0,0]
[null,null,null,null,null,null,null,null,null,null,null,null,null,null,null,null,null,null,null,null,null,null,null,null,"2 (35 + 35)mm² multiplexado VÃO 40m",145.41999999999999,339,0,0,0,0,0,0,0]
[null,null,null,null,null,null,null,null,null,null,null,null,null,null,null,null,null,null,null,null,null,null,null,null,"1 (50 + 50)mm² multiplexado VÃO 40m",137,338,0,0,0,0,0,0,0]
[null,null,null,null,null,null,null,null,null,null,null,null,null,null,null,null,null,null,null,null,null,null,null,null,"2 (50 + 50)mm² multiplexado VÃO 40m",198.44,337,0,0,0,0,0,0,0]
[null,null,null,null,null,null,null,null,null,null,null,null,null,null,null,null,null,null,null,null,null,null,null,null,"120mm² Cabo Coberto VÃO 40m",345,336,0,0,0,0,0,0,0]
[null,null,null,null,null,null,null,null,null,null,null,null,null,null,null,null,null,null,null,null,null,null,null,null,"120mm² Cabo Coberto VÃO 60m",344,335,0,0,0,0,0,0,0]
[null,null,null,null,null,null,null,null,null,null,null,null,null,null,null,null,null,null,null,null,null,null,null,null,"240mm² Cabo Coberto VÃO 40m",458,334,0,0,0,0,0,0,0]
[null,null,null,null,null,null,null,null,null,null,null,null,null,null,null,null,null,null,null,null,null,null,null,null,"240mm² Cabo Coberto VÃO 60m",454,333,0,0,0,0,0,0,0]
[null,null,null,null,null,null,null,null,null,null,null,null,null,null,null,null,null,null,null,null,null,null,null,null,"2/0 CAL VÃO 60m",499.4,332,0,0,0,0,0,0,0]
[null,null,null,null,null,null,null,null,null,null,null,null,null,null,null,null,null,null,null,null,null,null,null,null,"2/0 CAL VÃO 80m",492.5,331,0,0,0,0,0,0,0]
[null,null,null,null,null,null,null,null,null,null,null,null,null,null,null,null,null,null,null,null,null,null,null,null,"185mm² Cabo Coberto VÃO 40m",413.86,330,0,0,{"$f":"IF(ISERROR(VLOOKUP($AA124,Table666,AC$1,FALSE)),0,VLOOKUP($AA124,Table666,AC$1,FALSE))","v":0},0,0,0,0]
[null,null,null,null,null,null,null,null,null,null,null,null,null,null,null,null,null,null,null,null,null,null,null,null,"185mm² Cabo Coberto VÃO 60m",412.39,329,0,0,0,0,0,0,0]
[null,null,null,null,null,null,null,null,null,null,null,null,null,null,null,null,null,null,null,null,null,null,null,null,null,null,328,0,0,0,0,0,0,0]
[null,null,null,null,null,null,null,null,null,null,null,null,null,null,null,null,null,null,null,null,null,null,null,null,null,null,327,0,0,0,0,0,0,0]
[null,null,null,null,null,null,null,null,null,null,null,null,null,null,null,null,null,null,null,null,null,null,null,null,null,null,326,0,0,0,0,0,0,0]
[null,null,null,null,null,null,null,null,null,null,null,null,null,null,null,null,null,null,null,null,null,null,null,null,null,null,325,0,0,0,0,0,0,0]
[null,null,null,null,null,null,null,null,null,null,null,null,null,null,null,null,null,null,null,null,null,null,null,null,null,null,324,0,0,0,0,0,0,0]
[null,null,null,null,null,null,null,null,null,null,null,null,null,null,null,null,null,null,null,null,null,null,null,null,null,null,323,0,0,0,0,0,0,0]
[null,null,null,null,null,null,null,null,null,null,null,null,null,null,null,null,null,null,null,null,null,null,null,null,null,null,322,0,0,0,0,0,0,0]
[null,null,null,null,null,null,null,null,null,null,null,null,null,null,null,null,null,null,null,null,null,null,null,null,null,null,321,0,0,0,0,0,0,0]
[null,null,null,null,null,null,null,null,null,null,null,null,null,null,null,null,null,null,null,null,null,null,null,null,null,null,320,0,0,0,0,0,0,0]
[null,null,null,null,null,null,null,null,null,null,null,null,null,null,null,null,null,null,null,null,null,null,null,null,null,null,319,0,0,0,0,0,0,0]
[null,null,null,null,null,null,null,null,null,null,null,null,null,null,null,null,null,null,null,null,null,null,null,null,null,null,318,0,0,0,0,0,0,0]
[null,null,null,null,null,null,null,null,null,null,null,null,null,null,null,null,null,null,null,null,null,null,null,null,null,null,317,0,0,0,0,0,0,0]
[null,null,null,null,null,null,null,null,null,null,null,null,null,null,null,null,null,null,null,null,null,null,null,null,null,null,316,0,0,0,0,0,0,0]
[null,null,null,null,null,null,null,null,null,null,null,null,null,null,null,null,null,null,null,null,null,null,null,null,null,null,315,0,0,0,0,0,0,0]
[null,null,null,null,null,null,null,null,null,null,null,null,null,null,null,null,null,null,null,null,null,null,null,null,null,null,314,0,0,0,0,0,0,0]
[null,null,null,null,null,null,null,null,null,null,null,null,null,null,null,null,null,null,null,null,null,null,null,null,null,null,313,0,0,0,0,0,0,0]
[null,null,null,null,null,null,null,null,null,null,null,null,null,null,null,null,null,null,null,null,null,null,null,null,null,null,312,0,0,0,0,0,0,0]
[null,null,null,null,null,null,null,null,null,null,null,null,null,null,null,null,null,null,null,null,null,null,null,null,null,null,311,0,0,0,0,0,0,0]
[null,null,null,null,null,null,null,null,null,null,null,null,null,null,null,null,null,null,null,null,null,null,null,null,null,null,310,0,0,0,0,0,0,0]
[null,null,null,null,null,null,null,null,null,null,null,null,null,null,null,null,null,null,null,null,null,null,null,null,null,null,309,0,0,0,0,0,0,0]
[null,null,null,null,null,null,null,null,null,null,null,null,null,null,null,null,null,null,null,null,null,null,null,null,null,null,308,0,0,0,0,0,0,0]
[null,null,null,null,null,null,null,null,null,null,null,null,null,null,null,null,null,null,null,null,null,null,null,null,null,null,307,0,0,0,0,0,0,0]
[null,null,null,null,null,null,null,null,null,null,null,null,null,null,null,null,null,null,null,null,null,null,null,null,null,null,306,{"$f":"IF(ISERROR(VLOOKUP($AA148,Table444,AB$1,FALSE)),0,VLOOKUP($AA148,Table444,AB$1,FALSE))","v":0},{"$f":"IF(ISERROR(VLOOKUP($AA148,Table555,AC$1,FALSE)),0,VLOOKUP($AA148,Table555,AC$1,FALSE))","v":0},{"$f":"IF(ISERROR(VLOOKUP($AA148,Table666,AC$1,FALSE)),0,VLOOKUP($AA148,Table666,AC$1,FALSE))","v":0},{"$f":"IF(ISERROR(VLOOKUP($AA148,Table888,AE$1,FALSE)),0,VLOOKUP($AA148,Table888,AE$1,FALSE))","v":0},{"$f":"IF(ISERROR(VLOOKUP($AA148,Table999,AF$1,FALSE)),0,VLOOKUP($AA148,Table999,AF$1,FALSE))","v":0},{"$f":"IF(ISERROR(VLOOKUP($AA148,Table222,AG$1,FALSE)),0,VLOOKUP($AA148,Table222,AG$1,FALSE))","v":0},{"$f":"IF(ISERROR(VLOOKUP($AA148,Table333,AH$1,FALSE)),0,VLOOKUP($AA148,Table333,AH$1,FALSE))","v":0}]
[null,null,null,null,null,null,null,null,null,null,null,null,null,null,null,null,null,null,null,null,null,null,null,null,null,null,305,0,0,0,0,0,0,0]
[null,null,null,null,null,null,null,null,null,null,null,null,null,null,null,null,null,null,null,null,null,null,null,null,null,null,304,0,0,0,0,0,0,0]
[null,null,null,null,null,null,null,null,null,null,null,null,null,null,null,null,null,null,null,null,null,null,null,null,null,null,303,0,0,0,0,0,0,0]
[null,null,null,null,null,null,null,null,null,null,null,null,null,null,null,null,null,null,null,null,null,null,null,null,null,null,302,0,0,0,0,0,0,0]
[null,null,null,null,null,null,null,null,null,null,null,null,null,null,null,null,null,null,null,null,null,null,null,null,null,null,301,0,0,0,0,0,0,0]
[null,null,null,null,null,null,null,null,null,null,null,null,null,null,null,null,null,null,null,null,null,null,null,null,null,null,300,0,0,0,0,0,0,0]
[null,null,null,null,null,null,null,null,null,null,null,null,null,null,null,null,null,null,null,null,null,null,null,null,null,null,299,0,0,0,0,0,0,0]
[null,null,null,null,null,null,null,null,null,null,null,null,null,null,null,null,null,null,null,null,null,null,null,null,null,null,298,0,0,0,0,0,0,0]
[null,null,null,null,null,null,null,null,null,null,null,null,null,null,null,null,null,null,null,null,null,null,null,null,null,null,297,0,0,0,0,0,0,0]
[null,null,null,null,null,null,null,null,null,null,null,null,null,null,null,null,null,null,null,null,null,null,null,null,null,null,296,0,0,0,0,0,0,0]
[null,null,null,null,null,null,null,null,null,null,null,null,null,null,null,null,null,null,null,null,null,null,null,null,null,null,295,0,0,0,0,0,0,0]
[null,null,null,null,null,null,null,null,null,null,null,null,null,null,null,null,null,null,null,null,null,null,null,null,null,null,{"$f":"AA159-1","v":294},0,0,0,0,0,0,0]
[null,null,null,null,null,null,null,null,null,null,null,null,null,null,null,null,null,null,null,null,null,null,null,null,null,null,293,0,0,0,0,0,0,0]
[null,null,null,null,null,null,null,null,null,null,null,null,null,null,null,null,null,null,null,null,null,null,null,null,null,null,292,0,0,0,0,0,0,0]
[null,null,null,null,null,null,null,null,null,null,null,null,null,null,null,null,null,null,null,null,null,null,null,null,null,null,291,0,0,0,0,0,0,0]
[null,null,null,null,null,null,null,null,null,null,null,null,null,null,null,null,null,null,null,null,null,null,null,null,null,null,290,0,0,0,0,0,0,0]
[null,null,null,null,null,null,null,null,null,null,null,null,null,null,null,null,null,null,null,null,null,null,null,null,null,null,289,0,0,0,0,0,0,0]
[null,null,null,null,null,null,null,null,null,null,null,null,null,null,null,null,null,null,null,null,null,null,null,null,null,null,288,0,0,0,0,0,0,0]
[null,null,null,null,null,null,null,null,null,null,null,null,null,null,null,null,null,null,null,null,null,null,null,null,null,null,287,0,0,0,0,0,0,0]
[null,null,null,null,null,null,null,null,null,null,null,null,null,null,null,null,null,null,null,null,null,null,null,null,null,null,286,0,0,0,0,0,0,0]
[null,null,null,null,null,null,null,null,null,null,null,null,null,null,null,null,null,null,null,null,null,null,null,null,null,null,285,0,0,0,0,0,0,0]
[null,null,null,null,null,null,null,null,null,null,null,null,null,null,null,null,null,null,null,null,null,null,null,null,null,null,284,0,0,0,0,0,0,0]
[null,null,null,null,null,null,null,null,null,null,null,null,null,null,null,null,null,null,null,null,null,null,null,null,null,null,283,0,0,0,0,0,0,0]
[null,null,null,null,null,null,null,null,null,null,null,null,null,null,null,null,null,null,null,null,null,null,null,null,null,null,282,0,0,0,0,0,0,0]
[null,null,null,null,null,null,null,null,null,null,null,null,null,null,null,null,null,null,null,null,null,null,null,null,null,null,281,0,0,0,0,0,0,0]
[null,null,null,null,null,null,null,null,null,null,null,null,null,null,null,null,null,null,null,null,null,null,null,null,null,null,280,0,0,0,0,0,0,0]
[null,null,null,null,null,null,null,null,null,null,null,null,null,null,null,null,null,null,null,null,null,null,null,null,null,null,279,0,0,0,0,0,0,0]
[null,null,null,null,null,null,null,null,null,null,null,null,null,null,null,null,null,null,null,null,null,null,null,null,null,null,278,0,0,0,0,0,0,0]
[null,null,null,null,null,null,null,null,null,null,null,null,null,null,null,null,null,null,null,null,null,null,null,null,null,null,277,0,0,0,0,0,0,0]
[null,null,null,null,null,null,null,null,null,null,null,null,null,null,null,null,null,null,null,null,null,null,null,null,null,null,276,0,0,0,0,0,0,0]
[null,null,null,null,null,null,null,null,null,null,null,null,null,null,null,null,null,null,null,null,null,null,null,null,null,null,275,0,0,0,0,0,0,0]
[null,null,null,null,null,null,null,null,null,null,null,null,null,null,null,null,null,null,null,null,null,null,null,null,null,null,274,0,0,0,0,0,0,0]
[null,null,null,null,null,null,null,null,null,null,null,null,null,null,null,null,null,null,null,null,null,null,null,null,null,null,273,0,0,0,0,0,0,0]
[null,null,null,null,null,null,null,null,null,null,null,null,null,null,null,null,null,null,null,null,null,null,null,null,null,null,272,0,0,0,0,0,0,0]
[null,null,null,null,null,null,null,null,null,null,null,null,null,null,null,null,null,null,null,null,null,null,null,null,null,null,271,0,0,0,0,0,0,0]
[null,null,null,null,null,null,null,null,null,null,null,null,null,null,null,null,null,null,null,null,null,null,null,null,null,null,270,0,0,0,0,0,0,0]
[null,null,null,null,null,null,null,null,null,null,null,null,null,null,null,null,null,null,null,null,null,null,null,null,null,null,269,0,0,0,0,0,0,0]
[null,null,null,null,null,null,null,null,null,null,null,null,null,null,null,null,null,null,null,null,null,null,null,null,null,null,268,0,0,0,0,0,0,0]
[null,null,null,null,null,null,null,null,null,null,null,null,null,null,null,null,null,null,null,null,null,null,null,null,null,null,267,0,0,0,0,0,0,0]
[null,null,null,null,null,null,null,null,null,null,null,null,null,null,null,null,null,null,null,null,null,null,null,null,null,null,266,0,0,0,0,0,0,0]
[null,null,null,null,null,null,null,null,null,null,null,null,null,null,null,null,null,null,null,null,null,null,null,null,null,null,265,0,0,0,0,0,0,0]
[null,null,null,null,null,null,null,null,null,null,null,null,null,null,null,null,null,null,null,null,null,null,null,null,null,null,264,0,0,0,0,0,0,0]
[null,null,null,null,null,null,null,null,null,null,null,null,null,null,null,null,null,null,null,null,null,null,null,null,null,null,263,0,0,0,0,0,0,0]
[null,null,null,null,null,null,null,null,null,null,null,null,null,null,null,null,null,null,null,null,null,null,null,null,null,null,262,0,0,0,0,0,0,0]
[null,null,null,null,null,null,null,null,null,null,null,null,null,null,null,null,null,null,null,null,null,null,null,null,null,null,261,0,0,0,0,0,0,0]
[null,null,null,null,null,null,null,null,null,null,null,null,null,null,null,null,null,null,null,null,null,null,null,null,null,null,260,0,0,0,0,0,0,0]
[null,null,null,null,null,null,null,null,null,null,null,null,null,null,null,null,null,null,null,null,null,null,null,null,null,null,259,0,0,0,0,0,0,0]
[null,null,null,null,null,null,null,null,null,null,null,null,null,null,null,null,null,null,null,null,null,null,null,null,null,null,258,0,0,0,0,0,0,0]
[null,null,null,null,null,null,null,null,null,null,null,null,null,null,null,null,null,null,null,null,null,null,null,null,null,null,257,0,0,0,0,0,0,0]
[null,null,null,null,null,null,null,null,null,null,null,null,null,null,null,null,null,null,null,null,null,null,null,null,null,null,256,0,0,0,0,0,0,0]
[null,null,null,null,null,null,null,null,null,null,null,null,null,null,null,null,null,null,null,null,null,null,null,null,null,null,255,0,0,0,0,0,0,0]
[null,null,null,null,null,null,null,null,null,null,null,null,null,null,null,null,null,null,null,null,null,null,null,null,null,null,254,0,0,0,0,0,0,0]
[null,null,null,null,null,null,null,null,null,null,null,null,null,null,null,null,null,null,null,null,null,null,null,null,null,null,253,0,0,0,0,0,0,0]
[null,null,null,null,null,null,null,null,null,null,null,null,null,null,null,null,null,null,null,null,null,null,null,null,null,null,252,0,0,0,0,0,0,0]
[null,null,null,null,null,null,null,null,null,null,null,null,null,null,null,null,null,null,null,null,null,null,null,null,null,null,251,0,0,0,0,0,0,0]
[null,null,null,null,null,null,null,null,null,null,null,null,null,null,null,null,null,null,null,null,null,null,null,null,null,null,250,0,0,0,0,0,0,0]
[null,null,null,null,null,null,null,null,null,null,null,null,null,null,null,null,null,null,null,null,null,null,null,null,null,null,249,0,0,0,0,0,0,0]
[null,null,null,null,null,null,null,null,null,null,null,null,null,null,null,null,null,null,null,null,null,null,null,null,null,null,248,0,0,0,0,0,0,0]
[null,null,null,null,null,null,null,null,null,null,null,null,null,null,null,null,null,null,null,null,null,null,null,null,null,null,247,0,0,0,0,0,0,0]
[null,null,null,null,null,null,null,null,null,null,null,null,null,null,null,null,null,null,null,null,null,null,null,null,null,null,246,0,0,0,0,0,0,0]
[null,null,null,null,null,null,null,null,null,null,null,null,null,null,null,null,null,null,null,null,null,null,null,null,null,null,245,0,0,0,0,0,0,0]
[null,null,null,null,null,null,null,null,null,null,null,null,null,null,null,null,null,null,null,null,null,null,null,null,null,null,244,0,0,0,0,0,0,0]
[null,null,null,null,null,null,null,null,null,null,null,null,null,null,null,null,null,null,null,null,null,null,null,null,null,null,243,0,0,0,0,0,0,0]
[null,null,null,null,null,null,null,null,null,null,null,null,null,null,null,null,null,null,null,null,null,null,null,null,null,null,242,{"$f":"IF(ISERROR(VLOOKUP($AA212,Table444,AB$1,FALSE)),0,VLOOKUP($AA212,Table444,AB$1,FALSE))","v":0},{"$f":"IF(ISERROR(VLOOKUP($AA212,Table555,AC$1,FALSE)),0,VLOOKUP($AA212,Table555,AC$1,FALSE))","v":0},{"$f":"IF(ISERROR(VLOOKUP($AA212,Table666,AC$1,FALSE)),0,VLOOKUP($AA212,Table666,AC$1,FALSE))","v":0},{"$f":"IF(ISERROR(VLOOKUP($AA212,Table888,AE$1,FALSE)),0,VLOOKUP($AA212,Table888,AE$1,FALSE))","v":0},{"$f":"IF(ISERROR(VLOOKUP($AA212,Table999,AF$1,FALSE)),0,VLOOKUP($AA212,Table999,AF$1,FALSE))","v":0},{"$f":"IF(ISERROR(VLOOKUP($AA212,Table222,AG$1,FALSE)),0,VLOOKUP($AA212,Table222,AG$1,FALSE))","v":0},{"$f":"IF(ISERROR(VLOOKUP($AA212,Table333,AH$1,FALSE)),0,VLOOKUP($AA212,Table333,AH$1,FALSE))","v":0}]
[null,null,null,null,null,null,null,null,null,null,null,null,null,null,null,null,null,null,null,null,null,null,null,null,null,null,241,0,0,0,0,0,0,0]
[null,null,null,null,null,null,null,null,null,null,null,null,null,null,null,null,null,null,null,null,null,null,null,null,null,null,240,0,0,0,0,0,0,0]
[null,null,null,null,null,null,null,null,null,null,null,null,null,null,null,null,null,null,null,null,null,null,null,null,null,null,239,0,0,0,0,0,0,0]
[null,null,null,null,null,null,null,null,null,null,null,null,null,null,null,null,null,null,null,null,null,null,null,null,null,null,238,0,0,0,0,0,0,0]
[null,null,null,null,null,null,null,null,null,null,null,null,null,null,null,null,null,null,null,null,null,null,null,null,null,null,237,0,0,0,0,0,0,0]
[null,null,null,null,null,null,null,null,null,null,null,null,null,null,null,null,null,null,null,null,null,null,null,null,null,null,236,0,0,0,0,0,0,0]
[null,null,null,null,null,null,null,null,null,null,null,null,null,null,null,null,null,null,null,null,null,null,null,null,null,null,235,0,0,0,0,0,0,0]
[null,null,null,null,null,null,null,null,null,null,null,null,null,null,null,null,null,null,null,null,null,null,null,null,null,null,234,0,0,0,0,0,0,0]
[null,null,null,null,null,null,null,null,null,null,null,null,null,null,null,null,null,null,null,null,null,null,null,null,null,null,233,0,0,0,0,0,0,0]
[null,null,null,null,null,null,null,null,null,null,null,null,null,null,null,null,null,null,null,null,null,null,null,null,null,null,232,0,0,0,0,0,0,0]
[null,null,null,null,null,null,null,null,null,null,null,null,null,null,null,null,null,null,null,null,null,null,null,null,null,null,231,0,0,0,0,0,0,0]
[null,null,null,null,null,null,null,null,null,null,null,null,null,null,null,null,null,null,null,null,null,null,null,null,null,null,{"$f":"AA223-1","v":230},0,0,0,0,0,0,0]
[null,null,null,null,null,null,null,null,null,null,null,null,null,null,null,null,null,null,null,null,null,null,null,null,null,null,229,0,0,0,0,0,0,0]
[null,null,null,null,null,null,null,null,null,null,null,null,null,null,null,null,null,null,null,null,null,null,null,null,null,null,228,0,0,0,0,0,0,0]
[null,null,null,null,null,null,null,null,null,null,null,null,null,null,null,null,null,null,null,null,null,null,null,null,null,null,227,0,0,0,0,0,0,0]
[null,null,null,null,null,null,null,null,null,null,null,null,null,null,null,null,null,null,null,null,null,null,null,null,null,null,226,0,0,0,0,0,0,0]
[null,null,null,null,null,null,null,null,null,null,null,null,null,null,null,null,null,null,null,null,null,null,null,null,null,null,225,0,0,0,0,0,0,0]
[null,null,null,null,null,null,null,null,null,null,null,null,null,null,null,null,null,null,null,null,null,null,null,null,null,null,224,0,0,0,0,0,0,0]
[null,null,null,null,null,null,null,null,null,null,null,null,null,null,null,null,null,null,null,null,null,null,null,null,null,null,223,0,0,0,0,0,0,0]
[null,null,null,null,null,null,null,null,null,null,null,null,null,null,null,null,null,null,null,null,null,null,null,null,null,null,222,0,0,0,0,0,0,0]
[null,null,null,null,null,null,null,null,null,null,null,null,null,null,null,null,null,null,null,null,null,null,null,null,null,null,221,0,0,0,0,0,0,0]
[null,null,null,null,null,null,null,null,null,null,null,null,null,null,null,null,null,null,null,null,null,null,null,null,null,null,220,0,0,0,0,0,0,0]
[null,null,null,null,null,null,null,null,null,null,null,null,null,null,null,null,null,null,null,null,null,null,null,null,null,null,219,0,0,0,0,0,0,0]
[null,null,null,null,null,null,null,null,null,null,null,null,null,null,null,null,null,null,null,null,null,null,null,null,null,null,218,0,0,0,0,0,0,0]
[null,null,null,null,null,null,null,null,null,null,null,null,null,null,null,null,null,null,null,null,null,null,null,null,null,null,217,0,0,0,0,0,0,0]
[null,null,null,null,null,null,null,null,null,null,null,null,null,null,null,null,null,null,null,null,null,null,null,null,null,null,216,0,0,0,0,0,0,0]
[null,null,null,null,null,null,null,null,null,null,null,null,null,null,null,null,null,null,null,null,null,null,null,null,null,null,215,0,0,0,0,0,0,0]
[null,null,null,null,null,null,null,null,null,null,null,null,null,null,null,null,null,null,null,null,null,null,null,null,null,null,214,0,0,0,0,0,0,0]
[null,null,null,null,null,null,null,null,null,null,null,null,null,null,null,null,null,null,null,null,null,null,null,null,null,null,213,0,0,0,0,0,0,0]
[null,null,null,null,null,null,null,null,null,null,null,null,null,null,null,null,null,null,null,null,null,null,null,null,null,null,212,0,0,0,0,0,0,0]
[null,null,null,null,null,null,null,null,null,null,null,null,null,null,null,null,null,null,null,null,null,null,null,null,null,null,211,0,0,0,0,0,0,0]
[null,null,null,null,null,null,null,null,null,null,null,null,null,null,null,null,null,null,null,null,null,null,null,null,null,null,210,0,0,0,0,0,0,0]
[null,null,null,null,null,null,null,null,null,null,null,null,null,null,null,null,null,null,null,null,null,null,null,null,null,null,209,0,0,0,0,0,0,0]
[null,null,null,null,null,null,null,null,null,null,null,null,null,null,null,null,null,null,null,null,null,null,null,null,null,null,208,0,0,0,0,0,0,0]
[null,null,null,null,null,null,null,null,null,null,null,null,null,null,null,null,null,null,null,null,null,null,null,null,null,null,207,0,0,0,0,0,0,0]
[null,null,null,null,null,null,null,null,null,null,null,null,null,null,null,null,null,null,null,null,null,null,null,null,null,null,206,0,0,0,0,0,0,0]
[null,null,null,null,null,null,null,null,null,null,null,null,null,null,null,null,null,null,null,null,null,null,null,null,null,null,205,0,0,0,0,0,0,0]
[null,null,null,null,null,null,null,null,null,null,null,null,null,null,null,null,null,null,null,null,null,null,null,null,null,null,204,0,0,0,0,0,0,0]
[null,null,null,null,null,null,null,null,null,null,null,null,null,null,null,null,null,null,null,null,null,null,null,null,null,null,203,0,0,0,0,0,0,0]
[null,null,null,null,null,null,null,null,null,null,null,null,null,null,null,null,null,null,null,null,null,null,null,null,null,null,202,0,0,0,0,0,0,0]
[null,null,null,null,null,null,null,null,null,null,null,null,null,null,null,null,null,null,null,null,null,null,null,null,null,null,201,0,0,0,0,0,0,0]
[null,null,null,null,null,null,null,null,null,null,null,null,null,null,null,null,null,null,null,null,null,null,null,null,null,null,200,0,0,0,0,0,0,0]
[null,null,null,null,null,null,null,null,null,null,null,null,null,null,null,null,null,null,null,null,null,null,null,null,null,null,199,0,0,0,0,0,0,0]
[null,null,null,null,null,null,null,null,null,null,null,null,null,null,null,null,null,null,null,null,null,null,null,null,null,null,198,0,0,0,0,0,0,0]
[null,null,null,null,null,null,null,null,null,null,null,null,null,null,null,null,null,null,null,null,null,null,null,null,null,null,197,0,0,0,0,0,0,0]
[null,null,null,null,null,null,null,null,null,null,null,null,null,null,null,null,null,null,null,null,null,null,null,null,null,null,196,0,0,0,0,0,0,0]
[null,null,null,null,null,null,null,null,null,null,null,null,null,null,null,null,null,null,null,null,null,null,null,null,null,null,195,0,0,0,0,0,0,0]
[null,null,null,null,null,null,null,null,null,null,null,null,null,null,null,null,null,null,null,null,null,null,null,null,null,null,194,0,0,0,0,0,0,0]
[null,null,null,null,null,null,null,null,null,null,null,null,null,null,null,null,null,null,null,null,null,null,null,null,null,null,193,0,0,0,0,0,0,0]
[null,null,null,null,null,null,null,null,null,null,null,null,null,null,null,null,null,null,null,null,null,null,null,null,null,null,192,0,0,0,0,0,0,0]
[null,null,null,null,null,null,null,null,null,null,null,null,null,null,null,null,null,null,null,null,null,null,null,null,null,null,191,0,0,0,0,0,0,0]
[null,null,null,null,null,null,null,null,null,null,null,null,null,null,null,null,null,null,null,null,null,null,null,null,null,null,190,0,0,0,0,0,0,0]
[null,null,null,null,null,null,null,null,null,null,null,null,null,null,null,null,null,null,null,null,null,null,null,null,null,null,189,0,0,0,0,0,0,0]
[null,null,null,null,null,null,null,null,null,null,null,null,null,null,null,null,null,null,null,null,null,null,null,null,null,null,188,0,0,0,0,0,0,0]
[null,null,null,null,null,null,null,null,null,null,null,null,null,null,null,null,null,null,null,null,null,null,null,null,null,null,187,0,0,0,0,0,0,0]
[null,null,null,null,null,null,null,null,null,null,null,null,null,null,null,null,null,null,null,null,null,null,null,null,null,null,186,0,0,0,0,0,0,0]
[null,null,null,null,null,null,null,null,null,null,null,null,null,null,null,null,null,null,null,null,null,null,null,null,null,null,185,0,0,0,0,0,0,0]
[null,null,null,null,null,null,null,null,null,null,null,null,null,null,null,null,null,null,null,null,null,null,null,null,null,null,184,0,0,0,0,0,0,0]
[null,null,null,null,null,null,null,null,null,null,null,null,null,null,null,null,null,null,null,null,null,null,null,null,null,null,183,0,0,0,0,0,0,0]
[null,null,null,null,null,null,null,null,null,null,null,null,null,null,null,null,null,null,null,null,null,null,null,null,null,null,182,0,0,0,0,0,0,0]
[null,null,null,null,null,null,null,null,null,null,null,null,null,null,null,null,null,null,null,null,null,null,null,null,null,null,181,0,0,0,0,0,0,0]
[null,null,null,null,null,null,null,null,null,null,null,null,null,null,null,null,null,null,null,null,null,null,null,null,null,null,180,0,0,0,0,0,0,0]
[null,null,null,null,null,null,null,null,null,null,null,null,null,null,null,null,null,null,null,null,null,null,null,null,null,null,179,0,0,0,0,0,0,0]
[null,null,null,null,null,null,null,null,null,null,null,null,null,null,null,null,null,null,null,null,null,null,null,null,null,null,178,{"$f":"IF(ISERROR(VLOOKUP($AA276,Table444,AB$1,FALSE)),0,VLOOKUP($AA276,Table444,AB$1,FALSE))","v":0},{"$f":"IF(ISERROR(VLOOKUP($AA276,Table555,AC$1,FALSE)),0,VLOOKUP($AA276,Table555,AC$1,FALSE))","v":0},{"$f":"IF(ISERROR(VLOOKUP($AA276,Table666,AC$1,FALSE)),0,VLOOKUP($AA276,Table666,AC$1,FALSE))","v":0},{"$f":"IF(ISERROR(VLOOKUP($AA276,Table888,AE$1,FALSE)),0,VLOOKUP($AA276,Table888,AE$1,FALSE))","v":0},{"$f":"IF(ISERROR(VLOOKUP($AA276,Table999,AF$1,FALSE)),0,VLOOKUP($AA276,Table999,AF$1,FALSE))","v":0},{"$f":"IF(ISERROR(VLOOKUP($AA276,Table222,AG$1,FALSE)),0,VLOOKUP($AA276,Table222,AG$1,FALSE))","v":0},{"$f":"IF(ISERROR(VLOOKUP($AA276,Table333,AH$1,FALSE)),0,VLOOKUP($AA276,Table333,AH$1,FALSE))","v":0}]
[null,null,null,null,null,null,null,null,null,null,null,null,null,null,null,null,null,null,null,null,null,null,null,null,null,null,177,0,0,0,0,0,0,0]
[null,null,null,null,null,null,null,null,null,null,null,null,null,null,null,null,null,null,null,null,null,null,null,null,null,null,176,0,0,0,0,0,0,0]
[null,null,null,null,null,null,null,null,null,null,null,null,null,null,null,null,null,null,null,null,null,null,null,null,null,null,175,0,0,0,0,0,0,0]
[null,null,null,null,null,null,null,null,null,null,null,null,null,null,null,null,null,null,null,null,null,null,null,null,null,null,174,0,0,0,0,0,0,0]
[null,null,null,null,null,null,null,null,null,null,null,null,null,null,null,null,null,null,null,null,null,null,null,null,null,null,173,0,0,0,0,0,0,0]
[null,null,null,null,null,null,null,null,null,null,null,null,null,null,null,null,null,null,null,null,null,null,null,null,null,null,172,0,0,0,0,0,0,0]
[null,null,null,null,null,null,null,null,null,null,null,null,null,null,null,null,null,null,null,null,null,null,null,null,null,null,171,0,0,0,0,0,0,0]
[null,null,null,null,null,null,null,null,null,null,null,null,null,null,null,null,null,null,null,null,null,null,null,null,null,null,170,0,0,0,0,0,0,0]
[null,null,null,null,null,null,null,null,null,null,null,null,null,null,null,null,null,null,null,null,null,null,null,null,null,null,169,0,0,0,0,0,0,0]
[null,null,null,null,null,null,null,null,null,null,null,null,null,null,null,null,null,null,null,null,null,null,null,null,null,null,168,0,0,0,0,0,0,0]
[null,null,null,null,null,null,null,null,null,null,null,null,null,null,null,null,null,null,null,null,null,null,null,null,null,null,167,0,0,0,0,0,0,0]
[null,null,null,null,null,null,null,null,null,null,null,null,null,null,null,null,null,null,null,null,null,null,null,null,null,null,{"$f":"AA287-1","v":166},0,0,0,0,0,0,0]
[null,null,null,null,null,null,null,null,null,null,null,null,null,null,null,null,null,null,null,null,null,null,null,null,null,null,165,0,0,0,0,0,0,0]
[null,null,null,null,null,null,null,null,null,null,null,null,null,null,null,null,null,null,null,null,null,null,null,null,null,null,164,0,0,0,0,0,0,0]
[null,null,null,null,null,null,null,null,null,null,null,null,null,null,null,null,null,null,null,null,null,null,null,null,null,null,163,0,0,0,0,0,0,0]
[null,null,null,null,null,null,null,null,null,null,null,null,null,null,null,null,null,null,null,null,null,null,null,null,null,null,162,0,0,0,0,0,0,0]
[null,null,null,null,null,null,null,null,null,null,null,null,null,null,null,null,null,null,null,null,null,null,null,null,null,null,161,0,0,0,0,0,0,0]
[null,null,null,null,null,null,null,null,null,null,null,null,null,null,null,null,null,null,null,null,null,null,null,null,null,null,160,0,0,0,0,0,0,0]
[null,null,null,null,null,null,null,null,null,null,null,null,null,null,null,null,null,null,null,null,null,null,null,null,null,null,159,0,0,0,0,0,0,0]
[null,null,null,null,null,null,null,null,null,null,null,null,null,null,null,null,null,null,null,null,null,null,null,null,null,null,158,0,0,0,0,0,0,0]
[null,null,null,null,null,null,null,null,null,null,null,null,null,null,null,null,null,null,null,null,null,null,null,null,null,null,157,0,0,0,0,0,0,0]
[null,null,null,null,null,null,null,null,null,null,null,null,null,null,null,null,null,null,null,null,null,null,null,null,null,null,156,0,0,0,0,0,0,0]
[null,null,null,null,null,null,null,null,null,null,null,null,null,null,null,null,null,null,null,null,null,null,null,null,null,null,155,0,0,0,0,0,0,0]
[null,null,null,null,null,null,null,null,null,null,null,null,null,null,null,null,null,null,null,null,null,null,null,null,null,null,154,0,0,0,0,0,0,0]
[null,null,null,null,null,null,null,null,null,null,null,null,null,null,null,null,null,null,null,null,null,null,null,null,null,null,153,0,0,0,0,0,0,0]
[null,null,null,null,null,null,null,null,null,null,null,null,null,null,null,null,null,null,null,null,null,null,null,null,null,null,152,0,0,0,0,0,0,0]
[null,null,null,null,null,null,null,null,null,null,null,null,null,null,null,null,null,null,null,null,null,null,null,null,null,null,151,0,0,0,0,0,0,0]
[null,null,null,null,null,null,null,null,null,null,null,null,null,null,null,null,null,null,null,null,null,null,null,null,null,null,150,0,0,0,0,0,0,0]
[null,null,null,null,null,null,null,null,null,null,null,null,null,null,null,null,null,null,null,null,null,null,null,null,null,null,149,0,0,0,0,0,0,0]
[null,null,null,null,null,null,null,null,null,null,null,null,null,null,null,null,null,null,null,null,null,null,null,null,null,null,148,0,0,0,0,0,0,0]
[null,null,null,null,null,null,null,null,null,null,null,null,null,null,null,null,null,null,null,null,null,null,null,null,null,null,147,0,0,0,0,0,0,0]
[null,null,null,null,null,null,null,null,null,null,null,null,null,null,null,null,null,null,null,null,null,null,null,null,null,null,146,0,0,0,0,0,0,0]
[null,null,null,null,null,null,null,null,null,null,null,null,null,null,null,null,null,null,null,null,null,null,null,null,null,null,145,0,0,0,0,0,0,0]
[null,null,null,null,null,null,null,null,null,null,null,null,null,null,null,null,null,null,null,null,null,null,null,null,null,null,144,0,0,0,0,0,0,0]
[null,null,null,null,null,null,null,null,null,null,null,null,null,null,null,null,null,null,null,null,null,null,null,null,null,null,143,0,0,0,0,0,0,0]
[null,null,null,null,null,null,null,null,null,null,null,null,null,null,null,null,null,null,null,null,null,null,null,null,null,null,142,0,0,0,0,0,0,0]
[null,null,null,null,null,null,null,null,null,null,null,null,null,null,null,null,null,null,null,null,null,null,null,null,null,null,141,0,0,0,0,0,0,0]
[null,null,null,null,null,null,null,null,null,null,null,null,null,null,null,null,null,null,null,null,null,null,null,null,null,null,140,0,0,0,0,0,0,0]
[null,null,null,null,null,null,null,null,null,null,null,null,null,null,null,null,null,null,null,null,null,null,null,null,null,null,139,0,0,0,0,0,0,0]
[null,null,null,null,null,null,null,null,null,null,null,null,null,null,null,null,null,null,null,null,null,null,null,null,null,null,138,0,0,0,0,0,0,0]
[null,null,null,null,null,null,null,null,null,null,null,null,null,null,null,null,null,null,null,null,null,null,null,null,null,null,137,0,0,0,0,0,0,0]
[null,null,null,null,null,null,null,null,null,null,null,null,null,null,null,null,null,null,null,null,null,null,null,null,null,null,136,0,0,0,0,0,0,0]
[null,null,null,null,null,null,null,null,null,null,null,null,null,null,null,null,null,null,null,null,null,null,null,null,null,null,135,0,0,0,0,0,0,0]
[null,null,null,null,null,null,null,null,null,null,null,null,null,null,null,null,null,null,null,null,null,null,null,null,null,null,134,0,0,0,0,0,0,0]
[null,null,null,null,null,null,null,null,null,null,null,null,null,null,null,null,null,null,null,null,null,null,null,null,null,null,133,0,0,0,0,0,0,0]
[null,null,null,null,null,null,null,null,null,null,null,null,null,null,null,null,null,null,null,null,null,null,null,null,null,null,132,0,0,0,0,0,0,0]
[null,null,null,null,null,null,null,null,null,null,null,null,null,null,null,null,null,null,null,null,null,null,null,null,null,null,131,0,0,0,0,0,0,0]
[null,null,null,null,null,null,null,null,null,null,null,null,null,null,null,null,null,null,null,null,null,null,null,null,null,null,130,0,0,0,0,0,0,0]
[null,null,null,null,null,null,null,null,null,null,null,null,null,null,null,null,null,null,null,null,null,null,null,null,null,null,129,0,0,0,0,0,0,0]
[null,null,null,null,null,null,null,null,null,null,null,null,null,null,null,null,null,null,null,null,null,null,null,null,null,null,128,0,0,0,0,0,0,0]
[null,null,null,null,null,null,null,null,null,null,null,null,null,null,null,null,null,null,null,null,null,null,null,null,null,null,127,0,0,0,0,0,0,0]
[null,null,null,null,null,null,null,null,null,null,null,null,null,null,null,null,null,null,null,null,null,null,null,null,null,null,126,0,0,0,0,0,0,0]
[null,null,null,null,null,null,null,null,null,null,null,null,null,null,null,null,null,null,null,null,null,null,null,null,null,null,125,0,0,0,0,0,0,0]
[null,null,null,null,null,null,null,null,null,null,null,null,null,null,null,null,null,null,null,null,null,null,null,null,null,null,124,0,0,0,0,0,0,0]
[null,null,null,null,null,null,null,null,null,null,null,null,null,null,null,null,null,null,null,null,null,null,null,null,null,null,123,0,0,0,0,0,0,0]
[null,null,null,null,null,null,null,null,null,null,null,null,null,null,null,null,null,null,null,null,null,null,null,null,null,null,122,0,0,0,0,0,0,0]
[null,null,null,null,null,null,null,null,null,null,null,null,null,null,null,null,null,null,null,null,null,null,null,null,null,null,121,0,0,0,0,0,0,0]
[null,null,null,null,null,null,null,null,null,null,null,null,null,null,null,null,null,null,null,null,null,null,null,null,null,null,120,0,0,0,0,0,0,0]
[null,null,null,null,null,null,null,null,null,null,null,null,null,null,null,null,null,null,null,null,null,null,null,null,null,null,119,0,0,0,0,0,0,0]
[null,null,null,null,null,null,null,null,null,null,null,null,null,null,null,null,null,null,null,null,null,null,null,null,null,null,118,0,0,0,0,0,0,0]
[null,null,null,null,null,null,null,null,null,null,null,null,null,null,null,null,null,null,null,null,null,null,null,null,null,null,117,0,0,0,0,0,0,0]
[null,null,null,null,null,null,null,null,null,null,null,null,null,null,null,null,null,null,null,null,null,null,null,null,null,null,116,0,0,0,0,0,0,0]
[null,null,null,null,null,null,null,null,null,null,null,null,null,null,null,null,null,null,null,null,null,null,null,null,null,null,115,0,0,0,0,0,0,0]
[null,null,null,null,null,null,null,null,null,null,null,null,null,null,null,null,null,null,null,null,null,null,null,null,null,null,114,{"$f":"IF(ISERROR(VLOOKUP($AA340,Table444,AB$1,FALSE)),0,VLOOKUP($AA340,Table444,AB$1,FALSE))","v":0},{"$f":"IF(ISERROR(VLOOKUP($AA340,Table555,AC$1,FALSE)),0,VLOOKUP($AA340,Table555,AC$1,FALSE))","v":0},{"$f":"IF(ISERROR(VLOOKUP($AA340,Table666,AC$1,FALSE)),0,VLOOKUP($AA340,Table666,AC$1,FALSE))","v":0},{"$f":"IF(ISERROR(VLOOKUP($AA340,Table888,AE$1,FALSE)),0,VLOOKUP($AA340,Table888,AE$1,FALSE))","v":0},{"$f":"IF(ISERROR(VLOOKUP($AA340,Table999,AF$1,FALSE)),0,VLOOKUP($AA340,Table999,AF$1,FALSE))","v":0},{"$f":"IF(ISERROR(VLOOKUP($AA340,Table222,AG$1,FALSE)),0,VLOOKUP($AA340,Table222,AG$1,FALSE))","v":0},{"$f":"IF(ISERROR(VLOOKUP($AA340,Table333,AH$1,FALSE)),0,VLOOKUP($AA340,Table333,AH$1,FALSE))","v":0}]
[null,null,null,null,null,null,null,null,null,null,null,null,null,null,null,null,null,null,null,null,null,null,null,null,null,null,113,0,0,0,0,0,0,0]
[null,null,null,null,null,null,null,null,null,null,null,null,null,null,null,null,null,null,null,null,null,null,null,null,null,null,112,0,0,0,0,0,0,0]
[null,null,null,null,null,null,null,null,null,null,null,null,null,null,null,null,null,null,null,null,null,null,null,null,null,null,111,0,0,0,0,0,0,0]
[null,null,null,null,null,null,null,null,null,null,null,null,null,null,null,null,null,null,null,null,null,null,null,null,null,null,110,0,0,0,0,0,0,0]
[null,null,null,null,null,null,null,null,null,null,null,null,null,null,null,null,null,null,null,null,null,null,null,null,null,null,109,0,0,0,0,0,0,0]
[null,null,null,null,null,null,null,null,null,null,null,null,null,null,null,null,null,null,null,null,null,null,null,null,null,null,108,0,0,0,0,0,0,0]
[null,null,null,null,null,null,null,null,null,null,null,null,null,null,null,null,null,null,null,null,null,null,null,null,null,null,107,0,0,0,0,0,0,0]
[null,null,null,null,null,null,null,null,null,null,null,null,null,null,null,null,null,null,null,null,null,null,null,null,null,null,106,0,0,0,0,0,0,0]
[null,null,null,null,null,null,null,null,null,null,null,null,null,null,null,null,null,null,null,null,null,null,null,null,null,null,105,0,0,0,0,0,0,0]
[null,null,null,null,null,null,null,null,null,null,null,null,null,null,null,null,null,null,null,null,null,null,null,null,null,null,104,0,0,0,0,0,0,0]
[null,null,null,null,null,null,null,null,null,null,null,null,null,null,null,null,null,null,null,null,null,null,null,null,null,null,103,0,0,0,0,0,0,0]
[null,null,null,null,null,null,null,null,null,null,null,null,null,null,null,null,null,null,null,null,null,null,null,null,null,null,{"$f":"AA351-1","v":102},0,0,0,0,0,0,0]
[null,null,null,null,null,null,null,null,null,null,null,null,null,null,null,null,null,null,null,null,null,null,null,null,null,null,101,0,0,0,0,0,0,0]
[null,null,null,null,null,null,null,null,null,null,null,null,null,null,null,null,null,null,null,null,null,null,null,null,null,null,100,0,0,0,0,0,0,0]
[null,null,null,null,null,null,null,null,null,null,null,null,null,null,null,null,null,null,null,null,null,null,null,null,null,null,99,0,0,0,0,0,0,0]
[null,null,null,null,null,null,null,null,null,null,null,null,null,null,null,null,null,null,null,null,null,null,null,null,null,null,98,0,0,0,0,0,0,0]
[null,null,null,null,null,null,null,null,null,null,null,null,null,null,null,null,null,null,null,null,null,null,null,null,null,null,97,0,0,0,0,0,0,0]
[null,null,null,null,null,null,null,null,null,null,null,null,null,null,null,null,null,null,null,null,null,null,null,null,null,null,96,0,0,0,0,0,0,0]
[null,null,null,null,null,null,null,null,null,null,null,null,null,null,null,null,null,null,null,null,null,null,null,null,null,null,95,0,0,0,0,0,0,0]
[null,null,null,null,null,null,null,null,null,null,null,null,null,null,null,null,null,null,null,null,null,null,null,null,null,null,94,0,0,0,0,0,0,0]
[null,null,null,null,null,null,null,null,null,null,null,null,null,null,null,null,null,null,null,null,null,null,null,null,null,null,93,0,0,0,0,0,0,0]
[null,null,null,null,null,null,null,null,null,null,null,null,null,null,null,null,null,null,null,null,null,null,null,null,null,null,92,0,0,0,0,0,0,0]
[null,null,null,null,null,null,null,null,null,null,null,null,null,null,null,null,null,null,null,null,null,null,null,null,null,null,91,0,0,0,0,0,0,0]

{"sheet":"Relat_Flechas","index":3,"n_rows":40,"n_cols":12,"rows_kept":40,"cut":false,"hidden":false,"merged":[[24,0,25,0],[2,8,2,9],[3,3,3,6],[3,8,3,9],[24,1,25,1],[24,2,25,2],[24,4,24,5],[24,6,24,7],[19,0,19,3],[19,4,19,5],[20,0,20,1],[20,2,20,3],[20,4,20,5],[21,0,21,1],[21,2,21,3],[21,5,21,6],[21,7,21,9],[0,2,0,11],[14,4,14,5],[15,0,15,1],[15,4,15,5],[16,0,16,1],[16,4,16,5],[2,2,2,3],[2,4,2,6],[8,0,8,6],[14,0,14,1]]}
[null,null,"CÁLCULO DE TRAÇÕES E FLECHAS DE MONTAGEM"]
[]
[null,null,"Elaborado por:",null,"Eleandro Luis Marques da Silva",null,null,"CREA:",127488]
[null,null,"Função:","Eletrotécnico",null,null,null,"Data","2023-11-01"]
[]
[]
[]
[]
["Dados do condutor"]
["Cabo","Diâmetro","Secção","Peso      (kg / m)","Mod. Elasti.  (kg / m)","Coef.  Dilatação ( / º C)","T. de Ruptura (kgf)"]
[]
["336,4 CA","0,0169","0,00017057","0,4703",5812000000,"0,00002304",2722]
[]
[]
["Vão de cálculo",null,120,null,"Vão Crítico (m)",null,"95,83"]
["Projeto nº",null,null,null,"Estrutura",null,"EM NIVEL"]
["Tipo de rede",null,"RURAL",null,"Desnível de:(m)",null,0]
[]
[]
["Condição de Maior duração",null,null,null,"Pior condição",null,"Verão"]
["Temperatura (º C)",null,"Tração máxima (%)",null,"Vão ficticio (a\") em (m)",null,0]
[20,null,14,null,"Trecho",null,null,"Distância parábola (a\") entre (A e B):",null,null,{"$f":"L39/L40+C15","v":120}]
["obs:."]
[]
["Hipótese","Descrição","Temperatura","Pressão","Tração de projeto",null,"Tração de montagem",null,"Flecha","% T. RUP","T. RUP (kgf)","iterações"]
[null,null,null,"do vento","% Máx. T rup.","kgf","% T. RUP","(kgf)","(m)","c / vento","c / vento","neces."]
[44,"Temper. mínima",-5,"15,21","33,33","907,24","19,27","524,46","1,61","20,97","570,80",4]
[45,"-",0,"60,84","33,33","907,24","17,89","486,90","1,74","32,72","890,64",3]
[46,"-",5,"60,84","33,33","907,24","16,70","454,54","1,86","31,44","855,80",4]
[47,"-",10,"60,84","33,33","907,24","15,67","426,57","1,98","30,27","823,95",4]
[48,"Vento máximo",15,"60,84","33,33","907,24","14,78","402,29","2,10","29,18","794,28",4]
[49,"Maior duração",20,"60,84","33,33","907,24","14,00","381,08","2,22","28,18","767,06",4]
[50,"-",25,"60,84","33,33","907,24","13,32","362,44","2,34","27,26","742,02",5]
[51,"-",30,"60,84","33,33","907,24","12,71","345,96","2,45","26,40","718,61",5]
[52,"-",35,"60,84","33,33","907,24","12,17","331,28","2,56","25,61","697,10",5]
[53,"-",40,"60,84","33,33","907,24","11,69","318,14","2,66","24,87","676,96",5]
[54,"-",45,"60,84","33,33","907,24","11,25","306,31","2,76","24,19","658,45",5]
[55,"Flecha Máxima",50,"60,84","33,33","907,24","10,86","295,60","2,86","23,55","641,03",5]
[null,null,null,null,null,null,null,null,null,null,null,{"$f":"2*H37*G17","v":0}]
[null,null,null,null,null,null,null,null,null,null,null,{"$f":"D12*C15","v":56.436}]

{"sheet":"Tabelas_de_Flexas","index":4,"n_rows":43,"n_cols":29,"rows_kept":43,"cut":false,"hidden":false,"merged":[[0,1,0,28],[12,1,12,28],[29,1,29,25]]}
[null,"TABELA DE TRAÇÕES E FLECHAS DE MONTAGEM"]
[]
[null,"CONDUTOR: cobertos"]
[null,"Condições:"]
[null,"Temperatura mínima de – 5 °C com 33,33 % da tração de ruptura"]
[null,"Vento máximo de 130 km/h a 15 °C",null,null,null,null,0]
[null,"Vento reduzido a 15 °C com 40,00 % da tração de ruptura"]
[null,{"$f":"\"Maior duração com temperatura de \"&Relat_Flechas!A22&\" °C com \"&Relat_Flechas!C22&\" % da tração de ruptura\"","v":"Maior duração com temperatura de 20 °C com 14 % da tração de ruptura"}]
[null,"Flecha máxima com 50 °C",null,null,null,null,null,null,null,null,null,null,null,"=((Relat_Flechas!$D$12)*(Tabelas_de_Flexas!F$14^2))/(8*C16)"]
[null,"Flechas em metros"]
[]
[]
[null,{"$f":"VLOOKUP(Relat_Flechas!A12,Caracteristica_CABO!A:AH,31,FALSE)&\" - Vão básico \"&Relat_Flechas!C15&\" m\"","v":"Cabo de Alumínio - CA 336,4 AWG - Vão básico 120 m"}]
[null,"Temp º","Tração daN",30,35,40,45,50,55,60,65,70,75,80,85,90,95,100,105,110,115,120,125,130,135,140,145,150,155]
[null,-5,{"$f":"Relat_Flechas!H27","v":"524,46"},{"$f":"((Relat_Flechas!$D$12)*(Tabelas_de_Flexas!D$14^2))/(8*C15)","v":0.10088233611714906},{"$f":"((Relat_Flechas!$D$12)*(Tabelas_de_Flexas!E$14^2))/(8*C15)","v":0.13731206860389733},{"$f":"((Relat_Flechas!$D$12)*(Tabelas_de_Flexas!F$14^2))/(8*C15)","v":0.17934637531937611},{"$f":"((Relat_Flechas!$D$12)*(Tabelas_de_Flexas!G$14^2))/(8*C15)","v":0.22698525626358537},{"$f":"((Relat_Flechas!$D$12)*(Tabelas_de_Flexas!H$14^2))/(8*C15)","v":0.28022871143652517},{"$f":"((Relat_Flechas!$D$12)*(Tabelas_de_Flexas!I$14^2))/(8*C15)","v":0.33907674083819545},{"$f":"((Relat_Flechas!$D$12)*(Tabelas_de_Flexas!J$14^2))/(8*C15)","v":0.40352934446859623},{"$f":"((Relat_Flechas!$D$12)*(Tabelas_de_Flexas!K$14^2))/(8*C15)","v":0.47358652232772752},{"$f":"((Relat_Flechas!$D$12)*(Tabelas_de_Flexas!L$14^2))/(8*C15)","v":0.54924827441558932},{"$f":"((Relat_Flechas!$D$12)*(Tabelas_de_Flexas!M$14^2))/(8*C15)","v":0.63051460073218157},{"$f":"((Relat_Flechas!$D$12)*(Tabelas_de_Flexas!N$14^2))/(8*C15)","v":0.71738550127750444},{"$f":"((Relat_Flechas!$D$12)*(Tabelas_de_Flexas!O$14^2))/(8*C15)","v":0.80986097605155771},{"$f":"((Relat_Flechas!$D$12)*(Tabelas_de_Flexas!P$14^2))/(8*C15)","v":0.90794102505434149},{"$f":"((Relat_Flechas!$D$12)*(Tabelas_de_Flexas!Q$14^2))/(8*C15)","v":1.0116256482858557},{"$f":"((Relat_Flechas!$D$12)*(Tabelas_de_Flexas!R$14^2))/(8*C15)","v":1.1209148457461007},{"$f":"((Relat_Flechas!$D$12)*(Tabelas_de_Flexas!S$14^2))/(8*C15)","v":1.235808617435076},{"$f":"((Relat_Flechas!$D$12)*(Tabelas_de_Flexas!T$14^2))/(8*C15)","v":1.3563069633527818},{"$f":"((Relat_Flechas!$D$12)*(Tabelas_de_Flexas!U$14^2))/(8*C15)","v":1.4824098834992181},{"$f":"((Relat_Flechas!$D$12)*(Tabelas_de_Flexas!V$14^2))/(8*C15)","v":1.6141173778743849},{"$f":"((Relat_Flechas!$D$12)*(Tabelas_de_Flexas!W$14^2))/(8*C15)","v":1.7514294464782822},{"$f":"((Relat_Flechas!$D$12)*(Tabelas_de_Flexas!X$14^2))/(8*C15)","v":1.8943460893109101},{"$f":"((Relat_Flechas!$D$12)*(Tabelas_de_Flexas!Y$14^2))/(8*C15)","v":2.0428673063722687},{"$f":"((Relat_Flechas!$D$12)*(Tabelas_de_Flexas!Z$14^2))/(8*C15)","v":2.1969930976623573},{"$f":"((Relat_Flechas!$D$12)*(Tabelas_de_Flexas!AA$14^2))/(8*C15)","v":2.3567234631811766},{"$f":"((Relat_Flechas!$D$12)*(Tabelas_de_Flexas!AB$14^2))/(8*C15)","v":2.5220584029287263},{"$f":"((Relat_Flechas!$D$12)*(Tabelas_de_Flexas!AC$14^2))/(8*C15)","v":2.6929979169050071}]
[null,0,{"$f":"Relat_Flechas!H28","v":"486,90"},{"$f":"((Relat_Flechas!$D$12)*(Tabelas_de_Flexas!D$14^2))/(8*C16)","v":0.1086645101663586},{"$f":"((Relat_Flechas!$D$12)*(Tabelas_de_Flexas!E$14^2))/(8*C16)","v":0.14790447217087696},{"$f":"((Relat_Flechas!$D$12)*(Tabelas_de_Flexas!F$14^2))/(8*C16)","v":0.19318135140685974},{"$f":"((Relat_Flechas!$D$12)*(Tabelas_de_Flexas!G$14^2))/(8*C16)","v":0.24449514787430685},{"$f":"((Relat_Flechas!$D$12)*(Tabelas_de_Flexas!H$14^2))/(8*C16)","v":0.30184586157321835},{"$f":"((Relat_Flechas!$D$12)*(Tabelas_de_Flexas!I$14^2))/(8*C16)","v":0.36523349250359421},{"$f":"((Relat_Flechas!$D$12)*(Tabelas_de_Flexas!J$14^2))/(8*C16)","v":0.4346580406654344},{"$f":"((Relat_Flechas!$D$12)*(Tabelas_de_Flexas!K$14^2))/(8*C16)","v":0.51011950605873901},{"$f":"((Relat_Flechas!$D$12)*(Tabelas_de_Flexas!L$14^2))/(8*C16)","v":0.59161788868350784},{"$f":"((Relat_Flechas!$D$12)*(Tabelas_de_Flexas!M$14^2))/(8*C16)","v":0.67915318853974127},{"$f":"((Relat_Flechas!$D$12)*(Tabelas_de_Flexas!N$14^2))/(8*C16)","v":0.77272540562743897},{"$f":"((Relat_Flechas!$D$12)*(Tabelas_de_Flexas!O$14^2))/(8*C16)","v":0.87233453994660104},{"$f":"((Relat_Flechas!$D$12)*(Tabelas_de_Flexas!P$14^2))/(8*C16)","v":0.97798059149722738},{"$f":"((Relat_Flechas!$D$12)*(Tabelas_de_Flexas!Q$14^2))/(8*C16)","v":1.0896635602793181},{"$f":"((Relat_Flechas!$D$12)*(Tabelas_de_Flexas!R$14^2))/(8*C16)","v":1.2073834462928734},{"$f":"((Relat_Flechas!$D$12)*(Tabelas_de_Flexas!S$14^2))/(8*C16)","v":1.3311402495378928},{"$f":"((Relat_Flechas!$D$12)*(Tabelas_de_Flexas!T$14^2))/(8*C16)","v":1.4609339700143769},{"$f":"((Relat_Flechas!$D$12)*(Tabelas_de_Flexas!U$14^2))/(8*C16)","v":1.596764607722325},{"$f":"((Relat_Flechas!$D$12)*(Tabelas_de_Flexas!V$14^2))/(8*C16)","v":1.7386321626617376},{"$f":"((Relat_Flechas!$D$12)*(Tabelas_de_Flexas!W$14^2))/(8*C16)","v":1.8865366348326147},{"$f":"((Relat_Flechas!$D$12)*(Tabelas_de_Flexas!X$14^2))/(8*C16)","v":2.0404780242349561},{"$f":"((Relat_Flechas!$D$12)*(Tabelas_de_Flexas!Y$14^2))/(8*C16)","v":2.2004563308687617},{"$f":"((Relat_Flechas!$D$12)*(Tabelas_de_Flexas!Z$14^2))/(8*C16)","v":2.3664715547340314},{"$f":"((Relat_Flechas!$D$12)*(Tabelas_de_Flexas!AA$14^2))/(8*C16)","v":2.5385236958307664},{"$f":"((Relat_Flechas!$D$12)*(Tabelas_de_Flexas!AB$14^2))/(8*C16)","v":2.7166127541589651},{"$f":"((Relat_Flechas!$D$12)*(Tabelas_de_Flexas!AC$14^2))/(8*C16)","v":2.9007387297186282}]
[null,5,{"$f":"Relat_Flechas!H29","v":"454,54"},{"$f":"((Relat_Flechas!$D$12)*(Tabelas_de_Flexas!D$14^2))/(8*C17)","v":0.11640064680776169},{"$f":"((Relat_Flechas!$D$12)*(Tabelas_de_Flexas!E$14^2))/(8*C17)","v":0.15843421371056451},{"$f":"((Relat_Flechas!$D$12)*(Tabelas_de_Flexas!F$14^2))/(8*C17)","v":0.20693448321379856},{"$f":"((Relat_Flechas!$D$12)*(Tabelas_de_Flexas!G$14^2))/(8*C17)","v":0.26190145531746378},{"$f":"((Relat_Flechas!$D$12)*(Tabelas_de_Flexas!H$14^2))/(8*C17)","v":0.32333513002156022},{"$f":"((Relat_Flechas!$D$12)*(Tabelas_de_Flexas!I$14^2))/(8*C17)","v":0.39123550732608792},{"$f":"((Relat_Flechas!$D$12)*(Tabelas_de_Flexas!J$14^2))/(8*C17)","v":0.46560258723104675},{"$f":"((Relat_Flechas!$D$12)*(Tabelas_de_Flexas!K$14^2))/(8*C17)","v":0.54643636973643683},{"$f":"((Relat_Flechas!$D$12)*(Tabelas_de_Flexas!L$14^2))/(8*C17)","v":0.63373685484225806},{"$f":"((Relat_Flechas!$D$12)*(Tabelas_de_Flexas!M$14^2))/(8*C17)","v":0.72750404254851053},{"$f":"((Relat_Flechas!$D$12)*(Tabelas_de_Flexas!N$14^2))/(8*C17)","v":0.82773793285519426},{"$f":"((Relat_Flechas!$D$12)*(Tabelas_de_Flexas!O$14^2))/(8*C17)","v":0.93443852576230912},{"$f":"((Relat_Flechas!$D$12)*(Tabelas_de_Flexas!P$14^2))/(8*C17)","v":1.0476058212698551},{"$f":"((Relat_Flechas!$D$12)*(Tabelas_de_Flexas!Q$14^2))/(8*C17)","v":1.1672398193778324},{"$f":"((Relat_Flechas!$D$12)*(Tabelas_de_Flexas!R$14^2))/(8*C17)","v":1.2933405200862409},{"$f":"((Relat_Flechas!$D$12)*(Tabelas_de_Flexas!S$14^2))/(8*C17)","v":1.4259079233950807},{"$f":"((Relat_Flechas!$D$12)*(Tabelas_de_Flexas!T$14^2))/(8*C17)","v":1.5649420293043517},{"$f":"((Relat_Flechas!$D$12)*(Tabelas_de_Flexas!U$14^2))/(8*C17)","v":1.7104428378140537},{"$f":"((Relat_Flechas!$D$12)*(Tabelas_de_Flexas!V$14^2))/(8*C17)","v":1.862410348924187},{"$f":"((Relat_Flechas!$D$12)*(Tabelas_de_Flexas!W$14^2))/(8*C17)","v":2.0208445626347515},{"$f":"((Relat_Flechas!$D$12)*(Tabelas_de_Flexas!X$14^2))/(8*C17)","v":2.1857454789457473},{"$f":"((Relat_Flechas!$D$12)*(Tabelas_de_Flexas!Y$14^2))/(8*C17)","v":2.3571130978571744},{"$f":"((Relat_Flechas!$D$12)*(Tabelas_de_Flexas!Z$14^2))/(8*C17)","v":2.5349474193690322},{"$f":"((Relat_Flechas!$D$12)*(Tabelas_de_Flexas!AA$14^2))/(8*C17)","v":2.7192484434813218},{"$f":"((Relat_Flechas!$D$12)*(Tabelas_de_Flexas!AB$14^2))/(8*C17)","v":2.9100161701940421},{"$f":"((Relat_Flechas!$D$12)*(Tabelas_de_Flexas!AC$14^2))/(8*C17)","v":3.1072505995071942}]
[null,10,{"$f":"Relat_Flechas!H30","v":"426,57"},{"$f":"((Relat_Flechas!$D$12)*(Tabelas_de_Flexas!D$14^2))/(8*C18)","v":0.12403298403544552},{"$f":"((Relat_Flechas!$D$12)*(Tabelas_de_Flexas!E$14^2))/(8*C18)","v":0.16882267271491197},{"$f":"((Relat_Flechas!$D$12)*(Tabelas_de_Flexas!F$14^2))/(8*C18)","v":0.22050308272968094},{"$f":"((Relat_Flechas!$D$12)*(Tabelas_de_Flexas!G$14^2))/(8*C18)","v":0.27907421407975241},{"$f":"((Relat_Flechas!$D$12)*(Tabelas_de_Flexas!H$14^2))/(8*C18)","v":0.34453606676512649},{"$f":"((Relat_Flechas!$D$12)*(Tabelas_de_Flexas!I$14^2))/(8*C18)","v":0.41688864078580307},{"$f":"((Relat_Flechas!$D$12)*(Tabelas_de_Flexas!J$14^2))/(8*C18)","v":0.49613193614178208},{"$f":"((Relat_Flechas!$D$12)*(Tabelas_de_Flexas!K$14^2))/(8*C18)","v":0.5822659528330637},{"$f":"((Relat_Flechas!$D$12)*(Tabelas_de_Flexas!L$14^2))/(8*C18)","v":0.67529069085964788},{"$f":"((Relat_Flechas!$D$12)*(Tabelas_de_Flexas!M$14^2))/(8*C18)","v":0.77520615022153461},{"$f":"((Relat_Flechas!$D$12)*(Tabelas_de_Flexas!N$14^2))/(8*C18)","v":0.88201233091872377},{"$f":"((Relat_Flechas!$D$12)*(Tabelas_de_Flexas!O$14^2))/(8*C18)","v":0.99570923295121549},{"$f":"((Relat_Flechas!$D$12)*(Tabelas_de_Flexas!P$14^2))/(8*C18)","v":1.1162968563190097},{"$f":"((Relat_Flechas!$D$12)*(Tabelas_de_Flexas!Q$14^2))/(8*C18)","v":1.2437752010221064},{"$f":"((Relat_Flechas!$D$12)*(Tabelas_de_Flexas!R$14^2))/(8*C18)","v":1.378144267060506},{"$f":"((Relat_Flechas!$D$12)*(Tabelas_de_Flexas!S$14^2))/(8*C18)","v":1.5194040544342078},{"$f":"((Relat_Flechas!$D$12)*(Tabelas_de_Flexas!T$14^2))/(8*C18)","v":1.6675545631432123},{"$f":"((Relat_Flechas!$D$12)*(Tabelas_de_Flexas!U$14^2))/(8*C18)","v":1.822595793187519},{"$f":"((Relat_Flechas!$D$12)*(Tabelas_de_Flexas!V$14^2))/(8*C18)","v":1.9845277445671283},{"$f":"((Relat_Flechas!$D$12)*(Tabelas_de_Flexas!W$14^2))/(8*C18)","v":2.1533504172820406},{"$f":"((Relat_Flechas!$D$12)*(Tabelas_de_Flexas!X$14^2))/(8*C18)","v":2.3290638113322548},{"$f":"((Relat_Flechas!$D$12)*(Tabelas_de_Flexas!Y$14^2))/(8*C18)","v":2.5116679267177724},{"$f":"((Relat_Flechas!$D$12)*(Tabelas_de_Flexas!Z$14^2))/(8*C18)","v":2.7011627634385915},{"$f":"((Relat_Flechas!$D$12)*(Tabelas_de_Flexas!AA$14^2))/(8*C18)","v":2.897548321494714},{"$f":"((Relat_Flechas!$D$12)*(Tabelas_de_Flexas!AB$14^2))/(8*C18)","v":3.1008246008861384},{"$f":"((Relat_Flechas!$D$12)*(Tabelas_de_Flexas!AC$14^2))/(8*C18)","v":3.3109916016128658}]
[null,15,{"$f":"Relat_Flechas!H31","v":"402,29"},{"$f":"((Relat_Flechas!$D$12)*(Tabelas_de_Flexas!D$14^2))/(8*C19)","v":0.13151892913072658},{"$f":"((Relat_Flechas!$D$12)*(Tabelas_de_Flexas!E$14^2))/(8*C19)","v":0.17901187576126673},{"$f":"((Relat_Flechas!$D$12)*(Tabelas_de_Flexas!F$14^2))/(8*C19)","v":0.23381142956573617},{"$f":"((Relat_Flechas!$D$12)*(Tabelas_de_Flexas!G$14^2))/(8*C19)","v":0.2959175905441348},{"$f":"((Relat_Flechas!$D$12)*(Tabelas_de_Flexas!H$14^2))/(8*C19)","v":0.36533035869646274},{"$f":"((Relat_Flechas!$D$12)*(Tabelas_de_Flexas!I$14^2))/(8*C19)","v":0.44204973402271991},{"$f":"((Relat_Flechas!$D$12)*(Tabelas_de_Flexas!J$14^2))/(8*C19)","v":0.5260757165229063},{"$f":"((Relat_Flechas!$D$12)*(Tabelas_de_Flexas!K$14^2))/(8*C19)","v":0.61740830619702203},{"$f":"((Relat_Flechas!$D$12)*(Tabelas_de_Flexas!L$14^2))/(8*C19)","v":0.71604750304506692},{"$f":"((Relat_Flechas!$D$12)*(Tabelas_de_Flexas!M$14^2))/(8*C19)","v":0.8219933070670411},{"$f":"((Relat_Flechas!$D$12)*(Tabelas_de_Flexas!N$14^2))/(8*C19)","v":0.93524571826294467},{"$f":"((Relat_Flechas!$D$12)*(Tabelas_de_Flexas!O$14^2))/(8*C19)","v":1.0558047366327774},{"$f":"((Relat_Flechas!$D$12)*(Tabelas_de_Flexas!P$14^2))/(8*C19)","v":1.1836703621765392},{"$f":"((Relat_Flechas!$D$12)*(Tabelas_de_Flexas!Q$14^2))/(8*C19)","v":1.3188425948942304},{"$f":"((Relat_Flechas!$D$12)*(Tabelas_de_Flexas!R$14^2))/(8*C19)","v":1.461321434785851},{"$f":"((Relat_Flechas!$D$12)*(Tabelas_de_Flexas!S$14^2))/(8*C19)","v":1.6111068818514007},{"$f":"((Relat_Flechas!$D$12)*(Tabelas_de_Flexas!T$14^2))/(8*C19)","v":1.7681989360908796},{"$f":"((Relat_Flechas!$D$12)*(Tabelas_de_Flexas!U$14^2))/(8*C19)","v":1.9325975975042877},{"$f":"((Relat_Flechas!$D$12)*(Tabelas_de_Flexas!V$14^2))/(8*C19)","v":2.1043028660916252},{"$f":"((Relat_Flechas!$D$12)*(Tabelas_de_Flexas!W$14^2))/(8*C19)","v":2.2833147418528923},{"$f":"((Relat_Flechas!$D$12)*(Tabelas_de_Flexas!X$14^2))/(8*C19)","v":2.4696332247880881},{"$f":"((Relat_Flechas!$D$12)*(Tabelas_de_Flexas!Y$14^2))/(8*C19)","v":2.6632583148972135},{"$f":"((Relat_Flechas!$D$12)*(Tabelas_de_Flexas!Z$14^2))/(8*C19)","v":2.8641900121802677},{"$f":"((Relat_Flechas!$D$12)*(Tabelas_de_Flexas!AA$14^2))/(8*C19)","v":3.0724283166372519},{"$f":"((Relat_Flechas!$D$12)*(Tabelas_de_Flexas!AB$14^2))/(8*C19)","v":3.2879732282681644},{"$f":"((Relat_Flechas!$D$12)*(Tabelas_de_Flexas!AC$14^2))/(8*C19)","v":3.510824747073007}]
[null,20,{"$f":"Relat_Flechas!H32","v":"381,08"},{"$f":"((Relat_Flechas!$D$12)*(Tabelas_de_Flexas!D$14^2))/(8*C20)","v":0.13883895769917079},{"$f":"((Relat_Flechas!$D$12)*(Tabelas_de_Flexas!E$14^2))/(8*C20)","v":0.18897524797942689},{"$f":"((Relat_Flechas!$D$12)*(Tabelas_de_Flexas!F$14^2))/(8*C20)","v":0.24682481368741474},{"$f":"((Relat_Flechas!$D$12)*(Tabelas_de_Flexas!G$14^2))/(8*C20)","v":0.31238765482313424},{"$f":"((Relat_Flechas!$D$12)*(Tabelas_de_Flexas!H$14^2))/(8*C20)","v":0.38566377138658553},{"$f":"((Relat_Flechas!$D$12)*(Tabelas_de_Flexas!I$14^2))/(8*C20)","v":0.46665316337776847},{"$f":"((Relat_Flechas!$D$12)*(Tabelas_de_Flexas!J$14^2))/(8*C20)","v":0.55535583079668316},{"$f":"((Relat_Flechas!$D$12)*(Tabelas_de_Flexas!K$14^2))/(8*C20)","v":0.6517717736433295},{"$f":"((Relat_Flechas!$D$12)*(Tabelas_de_Flexas!L$14^2))/(8*C20)","v":0.75590099191770754},{"$f":"((Relat_Flechas!$D$12)*(Tabelas_de_Flexas!M$14^2))/(8*C20)","v":0.8677434856198174},{"$f":"((Relat_Flechas!$D$12)*(Tabelas_de_Flexas!N$14^2))/(8*C20)","v":0.98729925474965896},{"$f":"((Relat_Flechas!$D$12)*(Tabelas_de_Flexas!O$14^2))/(8*C20)","v":1.1145682993072321},{"$f":"((Relat_Flechas!$D$12)*(Tabelas_de_Flexas!P$14^2))/(8*C20)","v":1.249550619292537},{"$f":"((Relat_Flechas!$D$12)*(Tabelas_de_Flexas!Q$14^2))/(8*C20)","v":1.3922462147055736},{"$f":"((Relat_Flechas!$D$12)*(Tabelas_de_Flexas!R$14^2))/(8*C20)","v":1.5426550855463421},{"$f":"((Relat_Flechas!$D$12)*(Tabelas_de_Flexas!S$14^2))/(8*C20)","v":1.700777231814842},{"$f":"((Relat_Flechas!$D$12)*(Tabelas_de_Flexas!T$14^2))/(8*C20)","v":1.8666126535110739},{"$f":"((Relat_Flechas!$D$12)*(Tabelas_de_Flexas!U$14^2))/(8*C20)","v":2.0401613506350373},{"$f":"((Relat_Flechas!$D$12)*(Tabelas_de_Flexas!V$14^2))/(8*C20)","v":2.2214233231867326},{"$f":"((Relat_Flechas!$D$12)*(Tabelas_de_Flexas!W$14^2))/(8*C20)","v":2.4103985711661595},{"$f":"((Relat_Flechas!$D$12)*(Tabelas_de_Flexas!X$14^2))/(8*C20)","v":2.607087094573318},{"$f":"((Relat_Flechas!$D$12)*(Tabelas_de_Flexas!Y$14^2))/(8*C20)","v":2.8114888934082085},{"$f":"((Relat_Flechas!$D$12)*(Tabelas_de_Flexas!Z$14^2))/(8*C20)","v":3.0236039676708302},{"$f":"((Relat_Flechas!$D$12)*(Tabelas_de_Flexas!AA$14^2))/(8*C20)","v":3.2434323173611843},{"$f":"((Relat_Flechas!$D$12)*(Tabelas_de_Flexas!AB$14^2))/(8*C20)","v":3.4709739424792696},{"$f":"((Relat_Flechas!$D$12)*(Tabelas_de_Flexas!AC$14^2))/(8*C20)","v":3.7062288430250869}]
[null,25,{"$f":"Relat_Flechas!H33","v":"362,44"},{"$f":"((Relat_Flechas!$D$12)*(Tabelas_de_Flexas!D$14^2))/(8*C21)","v":0.14597933451053968},{"$f":"((Relat_Flechas!$D$12)*(Tabelas_de_Flexas!E$14^2))/(8*C21)","v":0.19869409419490122},{"$f":"((Relat_Flechas!$D$12)*(Tabelas_de_Flexas!F$14^2))/(8*C21)","v":0.25951881690762607},{"$f":"((Relat_Flechas!$D$12)*(Tabelas_de_Flexas!G$14^2))/(8*C21)","v":0.32845350264871426},{"$f":"((Relat_Flechas!$D$12)*(Tabelas_de_Flexas!H$14^2))/(8*C21)","v":0.40549815141816575},{"$f":"((Relat_Flechas!$D$12)*(Tabelas_de_Flexas!I$14^2))/(8*C21)","v":0.49065276321598061},{"$f":"((Relat_Flechas!$D$12)*(Tabelas_de_Flexas!J$14^2))/(8*C21)","v":0.58391733804215873},{"$f":"((Relat_Flechas!$D$12)*(Tabelas_de_Flexas!K$14^2))/(8*C21)","v":0.68529187589670015},{"$f":"((Relat_Flechas!$D$12)*(Tabelas_de_Flexas!L$14^2))/(8*C21)","v":0.79477637677960489},{"$f":"((Relat_Flechas!$D$12)*(Tabelas_de_Flexas!M$14^2))/(8*C21)","v":0.91237084069087293},{"$f":"((Relat_Flechas!$D$12)*(Tabelas_de_Flexas!N$14^2))/(8*C21)","v":1.0380752676305043},{"$f":"((Relat_Flechas!$D$12)*(Tabelas_de_Flexas!O$14^2))/(8*C21)","v":1.1718896575984992},{"$f":"((Relat_Flechas!$D$12)*(Tabelas_de_Flexas!P$14^2))/(8*C21)","v":1.313814010594857},{"$f":"((Relat_Flechas!$D$12)*(Tabelas_de_Flexas!Q$14^2))/(8*C21)","v":1.4638483266195783},{"$f":"((Relat_Flechas!$D$12)*(Tabelas_de_Flexas!R$14^2))/(8*C21)","v":1.621992605672663},{"$f":"((Relat_Flechas!$D$12)*(Tabelas_de_Flexas!S$14^2))/(8*C21)","v":1.7882468477541109},{"$f":"((Relat_Flechas!$D$12)*(Tabelas_de_Flexas!T$14^2))/(8*C21)","v":1.9626110528639225},{"$f":"((Relat_Flechas!$D$12)*(Tabelas_de_Flexas!U$14^2))/(8*C21)","v":2.145085221002097},{"$f":"((Relat_Flechas!$D$12)*(Tabelas_de_Flexas!V$14^2))/(8*C21)","v":2.3356693521686349},{"$f":"((Relat_Flechas!$D$12)*(Tabelas_de_Flexas!W$14^2))/(8*C21)","v":2.5343634463635358},{"$f":"((Relat_Flechas!$D$12)*(Tabelas_de_Flexas!X$14^2))/(8*C21)","v":2.7411675035868006},{"$f":"((Relat_Flechas!$D$12)*(Tabelas_de_Flexas!Y$14^2))/(8*C21)","v":2.9560815238384288},{"$f":"((Relat_Flechas!$D$12)*(Tabelas_de_Flexas!Z$14^2))/(8*C21)","v":3.1791055071184195},{"$f":"((Relat_Flechas!$D$12)*(Tabelas_de_Flexas!AA$14^2))/(8*C21)","v":3.4102394534267746},{"$f":"((Relat_Flechas!$D$12)*(Tabelas_de_Flexas!AB$14^2))/(8*C21)","v":3.6494833627634917},{"$f":"((Relat_Flechas!$D$12)*(Tabelas_de_Flexas!AC$14^2))/(8*C21)","v":3.8968372351285732}]
[null,30,{"$f":"Relat_Flechas!H34","v":"345,96"},{"$f":"((Relat_Flechas!$D$12)*(Tabelas_de_Flexas!D$14^2))/(8*C22)","v":0.15293314255983351},{"$f":"((Relat_Flechas!$D$12)*(Tabelas_de_Flexas!E$14^2))/(8*C22)","v":0.20815899959532894},{"$f":"((Relat_Flechas!$D$12)*(Tabelas_de_Flexas!F$14^2))/(8*C22)","v":0.27188114232859295},{"$f":"((Relat_Flechas!$D$12)*(Tabelas_de_Flexas!G$14^2))/(8*C22)","v":0.34409957075962538},{"$f":"((Relat_Flechas!$D$12)*(Tabelas_de_Flexas!H$14^2))/(8*C22)","v":0.42481428488842643},{"$f":"((Relat_Flechas!$D$12)*(Tabelas_de_Flexas!I$14^2))/(8*C22)","v":0.51402528471499598},{"$f":"((Relat_Flechas!$D$12)*(Tabelas_de_Flexas!J$14^2))/(8*C22)","v":0.61173257023933403},{"$f":"((Relat_Flechas!$D$12)*(Tabelas_de_Flexas!K$14^2))/(8*C22)","v":0.71793614146144069},{"$f":"((Relat_Flechas!$D$12)*(Tabelas_de_Flexas!L$14^2))/(8*C22)","v":0.83263599838131575},{"$f":"((Relat_Flechas!$D$12)*(Tabelas_de_Flexas!M$14^2))/(8*C22)","v":0.95583214099895952},{"$f":"((Relat_Flechas!$D$12)*(Tabelas_de_Flexas!N$14^2))/(8*C22)","v":1.0875245693143718},{"$f":"((Relat_Flechas!$D$12)*(Tabelas_de_Flexas!O$14^2))/(8*C22)","v":1.2277132833275524},{"$f":"((Relat_Flechas!$D$12)*(Tabelas_de_Flexas!P$14^2))/(8*C22)","v":1.3763982830385015},{"$f":"((Relat_Flechas!$D$12)*(Tabelas_de_Flexas!Q$14^2))/(8*C22)","v":1.5335795684472193},{"$f":"((Relat_Flechas!$D$12)*(Tabelas_de_Flexas!R$14^2))/(8*C22)","v":1.6992571395537057},{"$f":"((Relat_Flechas!$D$12)*(Tabelas_de_Flexas!S$14^2))/(8*C22)","v":1.8734309963579605},{"$f":"((Relat_Flechas!$D$12)*(Tabelas_de_Flexas!T$14^2))/(8*C22)","v":2.0561011388599839},{"$f":"((Relat_Flechas!$D$12)*(Tabelas_de_Flexas!U$14^2))/(8*C22)","v":2.2472675670597759},{"$f":"((Relat_Flechas!$D$12)*(Tabelas_de_Flexas!V$14^2))/(8*C22)","v":2.4469302809573361},{"$f":"((Relat_Flechas!$D$12)*(Tabelas_de_Flexas!W$14^2))/(8*C22)","v":2.6550892805526654},{"$f":"((Relat_Flechas!$D$12)*(Tabelas_de_Flexas!X$14^2))/(8*C22)","v":2.8717445658457628},{"$f":"((Relat_Flechas!$D$12)*(Tabelas_de_Flexas!Y$14^2))/(8*C22)","v":3.0968961368366288},{"$f":"((Relat_Flechas!$D$12)*(Tabelas_de_Flexas!Z$14^2))/(8*C22)","v":3.330543993525263},{"$f":"((Relat_Flechas!$D$12)*(Tabelas_de_Flexas!AA$14^2))/(8*C22)","v":3.5726881359116667},{"$f":"((Relat_Flechas!$D$12)*(Tabelas_de_Flexas!AB$14^2))/(8*C22)","v":3.8233285639958381},{"$f":"((Relat_Flechas!$D$12)*(Tabelas_de_Flexas!AC$14^2))/(8*C22)","v":4.0824652777777786}]
[null,35,{"$f":"Relat_Flechas!H35","v":"331,28"},{"$f":"((Relat_Flechas!$D$12)*(Tabelas_de_Flexas!D$14^2))/(8*C23)","v":0.15971006399420432},{"$f":"((Relat_Flechas!$D$12)*(Tabelas_de_Flexas!E$14^2))/(8*C23)","v":0.21738314265877806},{"$f":"((Relat_Flechas!$D$12)*(Tabelas_de_Flexas!F$14^2))/(8*C23)","v":0.28392900265636323},{"$f":"((Relat_Flechas!$D$12)*(Tabelas_de_Flexas!G$14^2))/(8*C23)","v":0.35934764398695968},{"$f":"((Relat_Flechas!$D$12)*(Tabelas_de_Flexas!H$14^2))/(8*C23)","v":0.44363906665056752},{"$f":"((Relat_Flechas!$D$12)*(Tabelas_de_Flexas!I$14^2))/(8*C23)","v":0.53680327064718669},{"$f":"((Relat_Flechas!$D$12)*(Tabelas_de_Flexas!J$14^2))/(8*C23)","v":0.63884025597681726},{"$f":"((Relat_Flechas!$D$12)*(Tabelas_de_Flexas!K$14^2))/(8*C23)","v":0.74975002263945911},{"$f":"((Relat_Flechas!$D$12)*(Tabelas_de_Flexas!L$14^2))/(8*C23)","v":0.86953257063511225},{"$f":"((Relat_Flechas!$D$12)*(Tabelas_de_Flexas!M$14^2))/(8*C23)","v":0.99818789996377699},{"$f":"((Relat_Flechas!$D$12)*(Tabelas_de_Flexas!N$14^2))/(8*C23)","v":1.1357160106254529},{"$f":"((Relat_Flechas!$D$12)*(Tabelas_de_Flexas!O$14^2))/(8*C23)","v":1.2821169026201402},{"$f":"((Relat_Flechas!$D$12)*(Tabelas_de_Flexas!P$14^2))/(8*C23)","v":1.4373905759478387},{"$f":"((Relat_Flechas!$D$12)*(Tabelas_de_Flexas!Q$14^2))/(8*C23)","v":1.6015370306085486},{"$f":"((Relat_Flechas!$D$12)*(Tabelas_de_Flexas!R$14^2))/(8*C23)","v":1.7745562666022701},{"$f":"((Relat_Flechas!$D$12)*(Tabelas_de_Flexas!S$14^2))/(8*C23)","v":1.9564482839290027},{"$f":"((Relat_Flechas!$D$12)*(Tabelas_de_Flexas!T$14^2))/(8*C23)","v":2.1472130825887468},{"$f":"((Relat_Flechas!$D$12)*(Tabelas_de_Flexas!U$14^2))/(8*C23)","v":2.346850662581502},{"$f":"((Relat_Flechas!$D$12)*(Tabelas_de_Flexas!V$14^2))/(8*C23)","v":2.555361023907269},{"$f":"((Relat_Flechas!$D$12)*(Tabelas_de_Flexas!W$14^2))/(8*C23)","v":2.7727441665660471},{"$f":"((Relat_Flechas!$D$12)*(Tabelas_de_Flexas!X$14^2))/(8*C23)","v":2.9990000905578365},{"$f":"((Relat_Flechas!$D$12)*(Tabelas_de_Flexas!Y$14^2))/(8*C23)","v":3.2341287958826377},{"$f":"((Relat_Flechas!$D$12)*(Tabelas_de_Flexas!Z$14^2))/(8*C23)","v":3.478130282540449},{"$f":"((Relat_Flechas!$D$12)*(Tabelas_de_Flexas!AA$14^2))/(8*C23)","v":3.7310045505312734},{"$f":"((Relat_Flechas!$D$12)*(Tabelas_de_Flexas!AB$14^2))/(8*C23)","v":3.992751599855108},{"$f":"((Relat_Flechas!$D$12)*(Tabelas_de_Flexas!AC$14^2))/(8*C23)","v":4.2633714305119543}]
[null,40,{"$f":"Relat_Flechas!H36","v":"318,14"},{"$f":"((Relat_Flechas!$D$12)*(Tabelas_de_Flexas!D$14^2))/(8*C24)","v":0.16630650028289432},{"$f":"((Relat_Flechas!$D$12)*(Tabelas_de_Flexas!E$14^2))/(8*C24)","v":0.22636162538505059},{"$f":"((Relat_Flechas!$D$12)*(Tabelas_de_Flexas!F$14^2))/(8*C24)","v":0.29565600050292329},{"$f":"((Relat_Flechas!$D$12)*(Tabelas_de_Flexas!G$14^2))/(8*C24)","v":0.3741896256365122},{"$f":"((Relat_Flechas!$D$12)*(Tabelas_de_Flexas!H$14^2))/(8*C24)","v":0.46196250078581758},{"$f":"((Relat_Flechas!$D$12)*(Tabelas_de_Flexas!I$14^2))/(8*C24)","v":0.55897462595083924},{"$f":"((Relat_Flechas!$D$12)*(Tabelas_de_Flexas!J$14^2))/(8*C24)","v":0.66522600113157726},{"$f":"((Relat_Flechas!$D$12)*(Tabelas_de_Flexas!K$14^2))/(8*C24)","v":0.78071662632803174},{"$f":"((Relat_Flechas!$D$12)*(Tabelas_de_Flexas!L$14^2))/(8*C24)","v":0.90544650154020234},{"$f":"((Relat_Flechas!$D$12)*(Tabelas_de_Flexas!M$14^2))/(8*C24)","v":1.0394156267680896},{"$f":"((Relat_Flechas!$D$12)*(Tabelas_de_Flexas!N$14^2))/(8*C24)","v":1.1826240020116932},{"$f":"((Relat_Flechas!$D$12)*(Tabelas_de_Flexas!O$14^2))/(8*C24)","v":1.3350716272710128},{"$f":"((Relat_Flechas!$D$12)*(Tabelas_de_Flexas!P$14^2))/(8*C24)","v":1.4967585025460488},{"$f":"((Relat_Flechas!$D$12)*(Tabelas_de_Flexas!Q$14^2))/(8*C24)","v":1.6676846278368014},{"$f":"((Relat_Flechas!$D$12)*(Tabelas_de_Flexas!R$14^2))/(8*C24)","v":1.8478500031432703},{"$f":"((Relat_Flechas!$D$12)*(Tabelas_de_Flexas!S$14^2))/(8*C24)","v":2.0372546284654556},{"$f":"((Relat_Flechas!$D$12)*(Tabelas_de_Flexas!T$14^2))/(8*C24)","v":2.235898503803357},{"$f":"((Relat_Flechas!$D$12)*(Tabelas_de_Flexas!U$14^2))/(8*C24)","v":2.4437816291569749},{"$f":"((Relat_Flechas!$D$12)*(Tabelas_de_Flexas!V$14^2))/(8*C24)","v":2.660904004526309},{"$f":"((Relat_Flechas!$D$12)*(Tabelas_de_Flexas!W$14^2))/(8*C24)","v":2.8872656299113597},{"$f":"((Relat_Flechas!$D$12)*(Tabelas_de_Flexas!X$14^2))/(8*C24)","v":3.122866505312127},{"$f":"((Relat_Flechas!$D$12)*(Tabelas_de_Flexas!Y$14^2))/(8*C24)","v":3.3677066307286103},{"$f":"((Relat_Flechas!$D$12)*(Tabelas_de_Flexas!Z$14^2))/(8*C24)","v":3.6217860061608094},{"$f":"((Relat_Flechas!$D$12)*(Tabelas_de_Flexas!AA$14^2))/(8*C24)","v":3.8851046316087263},{"$f":"((Relat_Flechas!$D$12)*(Tabelas_de_Flexas!AB$14^2))/(8*C24)","v":4.1576625070723585},{"$f":"((Relat_Flechas!$D$12)*(Tabelas_de_Flexas!AC$14^2))/(8*C24)","v":4.4394596325517073}]
[null,45,{"$f":"Relat_Flechas!H37","v":"306,31"},{"$f":"((Relat_Flechas!$D$12)*(Tabelas_de_Flexas!D$14^2))/(8*C25)","v":0.17272942443929351},{"$f":"((Relat_Flechas!$D$12)*(Tabelas_de_Flexas!E$14^2))/(8*C25)","v":0.23510393882014949},{"$f":"((Relat_Flechas!$D$12)*(Tabelas_de_Flexas!F$14^2))/(8*C25)","v":0.30707453233652182},{"$f":"((Relat_Flechas!$D$12)*(Tabelas_de_Flexas!G$14^2))/(8*C25)","v":0.38864120498841043},{"$f":"((Relat_Flechas!$D$12)*(Tabelas_de_Flexas!H$14^2))/(8*C25)","v":0.47980395677581533},{"$f":"((Relat_Flechas!$D$12)*(Tabelas_de_Flexas!I$14^2))/(8*C25)","v":0.58056278769873659},{"$f":"((Relat_Flechas!$D$12)*(Tabelas_de_Flexas!J$14^2))/(8*C25)","v":0.69091769775717404},{"$f":"((Relat_Flechas!$D$12)*(Tabelas_de_Flexas!K$14^2))/(8*C25)","v":0.8108686869511279},{"$f":"((Relat_Flechas!$D$12)*(Tabelas_de_Flexas!L$14^2))/(8*C25)","v":0.94041575528059795},{"$f":"((Relat_Flechas!$D$12)*(Tabelas_de_Flexas!M$14^2))/(8*C25)","v":1.0795589027455845},{"$f":"((Relat_Flechas!$D$12)*(Tabelas_de_Flexas!N$14^2))/(8*C25)","v":1.2282981293460873},{"$f":"((Relat_Flechas!$D$12)*(Tabelas_de_Flexas!O$14^2))/(8*C25)","v":1.3866334350821063},{"$f":"((Relat_Flechas!$D$12)*(Tabelas_de_Flexas!P$14^2))/(8*C25)","v":1.5545648199536417},{"$f":"((Relat_Flechas!$D$12)*(Tabelas_de_Flexas!Q$14^2))/(8*C25)","v":1.7320922839606931},{"$f":"((Relat_Flechas!$D$12)*(Tabelas_de_Flexas!R$14^2))/(8*C25)","v":1.9192158271032613},{"$f":"((Relat_Flechas!$D$12)*(Tabelas_de_Flexas!S$14^2))/(8*C25)","v":2.1159354493813458},{"$f":"((Relat_Flechas!$D$12)*(Tabelas_de_Flexas!T$14^2))/(8*C25)","v":2.3222511507949464},{"$f":"((Relat_Flechas!$D$12)*(Tabelas_de_Flexas!U$14^2))/(8*C25)","v":2.538162931344063},{"$f":"((Relat_Flechas!$D$12)*(Tabelas_de_Flexas!V$14^2))/(8*C25)","v":2.7636707910286962},{"$f":"((Relat_Flechas!$D$12)*(Tabelas_de_Flexas!W$14^2))/(8*C25)","v":2.9987747298488459},{"$f":"((Relat_Flechas!$D$12)*(Tabelas_de_Flexas!X$14^2))/(8*C25)","v":3.2434747478045116},{"$f":"((Relat_Flechas!$D$12)*(Tabelas_de_Flexas!Y$14^2))/(8*C25)","v":3.4977708448956943},{"$f":"((Relat_Flechas!$D$12)*(Tabelas_de_Flexas!Z$14^2))/(8*C25)","v":3.7616630211223918},{"$f":"((Relat_Flechas!$D$12)*(Tabelas_de_Flexas!AA$14^2))/(8*C25)","v":4.0351512764846076},{"$f":"((Relat_Flechas!$D$12)*(Tabelas_de_Flexas!AB$14^2))/(8*C25)","v":4.3182356109823381},{"$f":"((Relat_Flechas!$D$12)*(Tabelas_de_Flexas!AC$14^2))/(8*C25)","v":4.6109160246155856}]
[null,50,{"$f":"Relat_Flechas!H38","v":"295,60"},{"$f":"((Relat_Flechas!$D$12)*(Tabelas_de_Flexas!D$14^2))/(8*C26)","v":0.17898765223274693},{"$f":"((Relat_Flechas!$D$12)*(Tabelas_de_Flexas!E$14^2))/(8*C26)","v":0.24362208220568332},{"$f":"((Relat_Flechas!$D$12)*(Tabelas_de_Flexas!F$14^2))/(8*C26)","v":0.3182002706359946},{"$f":"((Relat_Flechas!$D$12)*(Tabelas_de_Flexas!G$14^2))/(8*C26)","v":0.40272221752368059},{"$f":"((Relat_Flechas!$D$12)*(Tabelas_de_Flexas!H$14^2))/(8*C26)","v":0.49718792286874153},{"$f":"((Relat_Flechas!$D$12)*(Tabelas_de_Flexas!I$14^2))/(8*C26)","v":0.60159738667117724},{"$f":"((Relat_Flechas!$D$12)*(Tabelas_de_Flexas!J$14^2))/(8*C26)","v":0.71595060893098772},{"$f":"((Relat_Flechas!$D$12)*(Tabelas_de_Flexas!K$14^2))/(8*C26)","v":0.84024758964817314},{"$f":"((Relat_Flechas!$D$12)*(Tabelas_de_Flexas!L$14^2))/(8*C26)","v":0.97448832882273329},{"$f":"((Relat_Flechas!$D$12)*(Tabelas_de_Flexas!M$14^2))/(8*C26)","v":1.1186728264546684},{"$f":"((Relat_Flechas!$D$12)*(Tabelas_de_Flexas!N$14^2))/(8*C26)","v":1.2728010825439784},{"$f":"((Relat_Flechas!$D$12)*(Tabelas_de_Flexas!O$14^2))/(8*C26)","v":1.4368730970906629},{"$f":"((Relat_Flechas!$D$12)*(Tabelas_de_Flexas!P$14^2))/(8*C26)","v":1.6108888700947224},{"$f":"((Relat_Flechas!$D$12)*(Tabelas_de_Flexas!Q$14^2))/(8*C26)","v":1.7948484015561565},{"$f":"((Relat_Flechas!$D$12)*(Tabelas_de_Flexas!R$14^2))/(8*C26)","v":1.9887516914749661},{"$f":"((Relat_Flechas!$D$12)*(Tabelas_de_Flexas!S$14^2))/(8*C26)","v":2.1925987398511499},{"$f":"((Relat_Flechas!$D$12)*(Tabelas_de_Flexas!T$14^2))/(8*C26)","v":2.4063895466847089},{"$f":"((Relat_Flechas!$D$12)*(Tabelas_de_Flexas!U$14^2))/(8*C26)","v":2.6301241119756424},{"$f":"((Relat_Flechas!$D$12)*(Tabelas_de_Flexas!V$14^2))/(8*C26)","v":2.8638024357239509},{"$f":"((Relat_Flechas!$D$12)*(Tabelas_de_Flexas!W$14^2))/(8*C26)","v":3.1074245179296343},{"$f":"((Relat_Flechas!$D$12)*(Tabelas_de_Flexas!X$14^2))/(8*C26)","v":3.3609903585926926},{"$f":"((Relat_Flechas!$D$12)*(Tabelas_de_Flexas!Y$14^2))/(8*C26)","v":3.6244999577131258},{"$f":"((Relat_Flechas!$D$12)*(Tabelas_de_Flexas!Z$14^2))/(8*C26)","v":3.8979533152909331},{"$f":"((Relat_Flechas!$D$12)*(Tabelas_de_Flexas!AA$14^2))/(8*C26)","v":4.1813504313261163},{"$f":"((Relat_Flechas!$D$12)*(Tabelas_de_Flexas!AB$14^2))/(8*C26)","v":4.4746913058186735},{"$f":"((Relat_Flechas!$D$12)*(Tabelas_de_Flexas!AC$14^2))/(8*C26)","v":4.7779759387686056}]
[]
[]
[]
[null,{"$f":"VLOOKUP(Relat_Flechas!A12,Caracteristica_CABO!A:AH,31,FALSE)&\" - Vão básico \"&Relat_Flechas!C15&\" m\"","v":"Cabo de Alumínio - CA 336,4 AWG - Vão básico 120 m"}]
[null,"Temp º","Tração daN",160,165,170,175,180,185,190,195,200,205,210,215,220,225,230,235,240,245,250,255,260,265,270]
[null,-5,{"$f":"C15","v":"524,46"},{"$f":"((Relat_Flechas!$D$12)*(Tabelas_de_Flexas!D$31^2))/(8*C32)","v":2.8695420051100178},{"$f":"((Relat_Flechas!$D$12)*(Tabelas_de_Flexas!E$31^2))/(8*C32)","v":3.0516906675437592},{"$f":"((Relat_Flechas!$D$12)*(Tabelas_de_Flexas!F$31^2))/(8*C32)","v":3.2394439042062309},{"$f":"((Relat_Flechas!$D$12)*(Tabelas_de_Flexas!G$31^2))/(8*C32)","v":3.4328017150974333},{"$f":"((Relat_Flechas!$D$12)*(Tabelas_de_Flexas!H$31^2))/(8*C32)","v":3.631764100217366},{"$f":"((Relat_Flechas!$D$12)*(Tabelas_de_Flexas!I$31^2))/(8*C32)","v":3.8363310595660294},{"$f":"((Relat_Flechas!$D$12)*(Tabelas_de_Flexas!J$31^2))/(8*C32)","v":4.0465025931434226},{"$f":"((Relat_Flechas!$D$12)*(Tabelas_de_Flexas!K$31^2))/(8*C32)","v":4.2622787009495484},{"$f":"((Relat_Flechas!$D$12)*(Tabelas_de_Flexas!L$31^2))/(8*C32)","v":4.4836593829844027},{"$f":"((Relat_Flechas!$D$12)*(Tabelas_de_Flexas!M$31^2))/(8*C32)","v":4.7106446392479873},{"$f":"((Relat_Flechas!$D$12)*(Tabelas_de_Flexas!N$31^2))/(8*C32)","v":4.9432344697403039},{"$f":"((Relat_Flechas!$D$12)*(Tabelas_de_Flexas!O$31^2))/(8*C32)","v":5.1814288744613508},{"$f":"((Relat_Flechas!$D$12)*(Tabelas_de_Flexas!P$31^2))/(8*C32)","v":5.4252278534111271},{"$f":"((Relat_Flechas!$D$12)*(Tabelas_de_Flexas!Q$31^2))/(8*C32)","v":5.6746314065896346},{"$f":"((Relat_Flechas!$D$12)*(Tabelas_de_Flexas!R$31^2))/(8*C32)","v":5.9296395339968724},{"$f":"((Relat_Flechas!$D$12)*(Tabelas_de_Flexas!S$31^2))/(8*C32)","v":6.1902522356328413},{"$f":"((Relat_Flechas!$D$12)*(Tabelas_de_Flexas!T$31^2))/(8*C32)","v":6.4564695114975397},{"$f":"((Relat_Flechas!$D$12)*(Tabelas_de_Flexas!U$31^2))/(8*C32)","v":6.7282913615909692},{"$f":"((Relat_Flechas!$D$12)*(Tabelas_de_Flexas!V$31^2))/(8*C32)","v":7.005717785913129},{"$f":"((Relat_Flechas!$D$12)*(Tabelas_de_Flexas!W$31^2))/(8*C32)","v":7.28874878446402},{"$f":"((Relat_Flechas!$D$12)*(Tabelas_de_Flexas!X$31^2))/(8*C32)","v":7.5773843572436403},{"$f":"((Relat_Flechas!$D$12)*(Tabelas_de_Flexas!Y$31^2))/(8*C32)","v":7.871624504251991},{"$f":"((Relat_Flechas!$D$12)*(Tabelas_de_Flexas!Z$31^2))/(8*C32)","v":8.1714692254890746}]
[null,0,{"$f":"C16","v":"486,90"},{"$f":"((Relat_Flechas!$D$12)*(Tabelas_de_Flexas!D$31^2))/(8*C33)","v":3.0909016225097559},{"$f":"((Relat_Flechas!$D$12)*(Tabelas_de_Flexas!E$31^2))/(8*C33)","v":3.2871014325323475},{"$f":"((Relat_Flechas!$D$12)*(Tabelas_de_Flexas!F$31^2))/(8*C33)","v":3.4893381597864042},{"$f":"((Relat_Flechas!$D$12)*(Tabelas_de_Flexas!G$31^2))/(8*C33)","v":3.6976118042719244},{"$f":"((Relat_Flechas!$D$12)*(Tabelas_de_Flexas!H$31^2))/(8*C33)","v":3.9119223659889095},{"$f":"((Relat_Flechas!$D$12)*(Tabelas_de_Flexas!I$31^2))/(8*C33)","v":4.1322698449373592},{"$f":"((Relat_Flechas!$D$12)*(Tabelas_de_Flexas!J$31^2))/(8*C33)","v":4.3586542411172724},{"$f":"((Relat_Flechas!$D$12)*(Tabelas_de_Flexas!K$31^2))/(8*C33)","v":4.5910755545286515},{"$f":"((Relat_Flechas!$D$12)*(Tabelas_de_Flexas!L$31^2))/(8*C33)","v":4.8295337851714937},{"$f":"((Relat_Flechas!$D$12)*(Tabelas_de_Flexas!M$31^2))/(8*C33)","v":5.0740289330457999},{"$f":"((Relat_Flechas!$D$12)*(Tabelas_de_Flexas!N$31^2))/(8*C33)","v":5.3245609981515711},{"$f":"((Relat_Flechas!$D$12)*(Tabelas_de_Flexas!O$31^2))/(8*C33)","v":5.5811299804888073},{"$f":"((Relat_Flechas!$D$12)*(Tabelas_de_Flexas!P$31^2))/(8*C33)","v":5.8437358800575074},{"$f":"((Relat_Flechas!$D$12)*(Tabelas_de_Flexas!Q$31^2))/(8*C33)","v":6.1123786968576717},{"$f":"((Relat_Flechas!$D$12)*(Tabelas_de_Flexas!R$31^2))/(8*C33)","v":6.3870584308892999},{"$f":"((Relat_Flechas!$D$12)*(Tabelas_de_Flexas!S$31^2))/(8*C33)","v":6.6677750821523931},{"$f":"((Relat_Flechas!$D$12)*(Tabelas_de_Flexas!T$31^2))/(8*C33)","v":6.9545286506469504},{"$f":"((Relat_Flechas!$D$12)*(Tabelas_de_Flexas!U$31^2))/(8*C33)","v":7.2473191363729725},{"$f":"((Relat_Flechas!$D$12)*(Tabelas_de_Flexas!V$31^2))/(8*C33)","v":7.5461465393304588},{"$f":"((Relat_Flechas!$D$12)*(Tabelas_de_Flexas!W$31^2))/(8*C33)","v":7.851010859519409},{"$f":"((Relat_Flechas!$D$12)*(Tabelas_de_Flexas!X$31^2))/(8*C33)","v":8.1619120969398242},{"$f":"((Relat_Flechas!$D$12)*(Tabelas_de_Flexas!Y$31^2))/(8*C33)","v":8.4788502515917017},{"$f":"((Relat_Flechas!$D$12)*(Tabelas_de_Flexas!Z$31^2))/(8*C33)","v":8.8018253234750468}]
[null,5,"454,54",{"$f":"((Relat_Flechas!$D$12)*(Tabelas_de_Flexas!D$31^2))/(8*C34)","v":3.310951731420777},{"$f":"((Relat_Flechas!$D$12)*(Tabelas_de_Flexas!E$31^2))/(8*C34)","v":3.5211195659347911},{"$f":"((Relat_Flechas!$D$12)*(Tabelas_de_Flexas!F$31^2))/(8*C34)","v":3.7377541030492365},{"$f":"((Relat_Flechas!$D$12)*(Tabelas_de_Flexas!G$31^2))/(8*C34)","v":3.9608553427641131},{"$f":"((Relat_Flechas!$D$12)*(Tabelas_de_Flexas!H$31^2))/(8*C34)","v":4.1904232850794205},{"$f":"((Relat_Flechas!$D$12)*(Tabelas_de_Flexas!I$31^2))/(8*C34)","v":4.4264579299951601},{"$f":"((Relat_Flechas!$D$12)*(Tabelas_de_Flexas!J$31^2))/(8*C34)","v":4.6689592775113296},{"$f":"((Relat_Flechas!$D$12)*(Tabelas_de_Flexas!K$31^2))/(8*C34)","v":4.9179273276279316},{"$f":"((Relat_Flechas!$D$12)*(Tabelas_de_Flexas!L$31^2))/(8*C34)","v":5.1733620803449636},{"$f":"((Relat_Flechas!$D$12)*(Tabelas_de_Flexas!M$31^2))/(8*C34)","v":5.4352635356624273},{"$f":"((Relat_Flechas!$D$12)*(Tabelas_de_Flexas!N$31^2))/(8*C34)","v":5.7036316935803226},{"$f":"((Relat_Flechas!$D$12)*(Tabelas_de_Flexas!O$31^2))/(8*C34)","v":5.9784665540986488},{"$f":"((Relat_Flechas!$D$12)*(Tabelas_de_Flexas!P$31^2))/(8*C34)","v":6.2597681172174067},{"$f":"((Relat_Flechas!$D$12)*(Tabelas_de_Flexas!Q$31^2))/(8*C34)","v":6.5475363829365953},{"$f":"((Relat_Flechas!$D$12)*(Tabelas_de_Flexas!R$31^2))/(8*C34)","v":6.8417713512562148},{"$f":"((Relat_Flechas!$D$12)*(Tabelas_de_Flexas!S$31^2))/(8*C34)","v":7.142473022176266},{"$f":"((Relat_Flechas!$D$12)*(Tabelas_de_Flexas!T$31^2))/(8*C34)","v":7.449641395696748},{"$f":"((Relat_Flechas!$D$12)*(Tabelas_de_Flexas!U$31^2))/(8*C34)","v":7.7632764718176617},{"$f":"((Relat_Flechas!$D$12)*(Tabelas_de_Flexas!V$31^2))/(8*C34)","v":8.0833782505390062},{"$f":"((Relat_Flechas!$D$12)*(Tabelas_de_Flexas!W$31^2))/(8*C34)","v":8.4099467318607815},{"$f":"((Relat_Flechas!$D$12)*(Tabelas_de_Flexas!X$31^2))/(8*C34)","v":8.7429819157829893},{"$f":"((Relat_Flechas!$D$12)*(Tabelas_de_Flexas!Y$31^2))/(8*C34)","v":9.0824838023056262},{"$f":"((Relat_Flechas!$D$12)*(Tabelas_de_Flexas!Z$31^2))/(8*C34)","v":9.4284523914286975}]
[null,10,"426,57",{"$f":"((Relat_Flechas!$D$12)*(Tabelas_de_Flexas!D$31^2))/(8*C35)","v":3.5280493236748951},{"$f":"((Relat_Flechas!$D$12)*(Tabelas_de_Flexas!E$31^2))/(8*C35)","v":3.7519977670722273},{"$f":"((Relat_Flechas!$D$12)*(Tabelas_de_Flexas!F$31^2))/(8*C35)","v":3.982836931804862},{"$f":"((Relat_Flechas!$D$12)*(Tabelas_de_Flexas!G$31^2))/(8*C35)","v":4.2205668178727995},{"$f":"((Relat_Flechas!$D$12)*(Tabelas_de_Flexas!H$31^2))/(8*C35)","v":4.4651874252760386},{"$f":"((Relat_Flechas!$D$12)*(Tabelas_de_Flexas!I$31^2))/(8*C35)","v":4.7166987540145815},{"$f":"((Relat_Flechas!$D$12)*(Tabelas_de_Flexas!J$31^2))/(8*C35)","v":4.9751008040884255},{"$f":"((Relat_Flechas!$D$12)*(Tabelas_de_Flexas!K$31^2))/(8*C35)","v":5.2403935754975741},{"$f":"((Relat_Flechas!$D$12)*(Tabelas_de_Flexas!L$31^2))/(8*C35)","v":5.5125770682420239},{"$f":"((Relat_Flechas!$D$12)*(Tabelas_de_Flexas!M$31^2))/(8*C35)","v":5.7916512823217756},{"$f":"((Relat_Flechas!$D$12)*(Tabelas_de_Flexas!N$31^2))/(8*C35)","v":6.0776162177368311},{"$f":"((Relat_Flechas!$D$12)*(Tabelas_de_Flexas!O$31^2))/(8*C35)","v":6.3704718744871887},{"$f":"((Relat_Flechas!$D$12)*(Tabelas_de_Flexas!P$31^2))/(8*C35)","v":6.6702182525728491},{"$f":"((Relat_Flechas!$D$12)*(Tabelas_de_Flexas!Q$31^2))/(8*C35)","v":6.9768553519938115},{"$f":"((Relat_Flechas!$D$12)*(Tabelas_de_Flexas!R$31^2))/(8*C35)","v":7.2903831727500759},{"$f":"((Relat_Flechas!$D$12)*(Tabelas_de_Flexas!S$31^2))/(8*C35)","v":7.610801714841644},{"$f":"((Relat_Flechas!$D$12)*(Tabelas_de_Flexas!T$31^2))/(8*C35)","v":7.9381109782685133},{"$f":"((Relat_Flechas!$D$12)*(Tabelas_de_Flexas!U$31^2))/(8*C35)","v":8.2723109630306872},{"$f":"((Relat_Flechas!$D$12)*(Tabelas_de_Flexas!V$31^2))/(8*C35)","v":8.6134016691281623},{"$f":"((Relat_Flechas!$D$12)*(Tabelas_de_Flexas!W$31^2))/(8*C35)","v":8.9613830965609402},{"$f":"((Relat_Flechas!$D$12)*(Tabelas_de_Flexas!X$31^2))/(8*C35)","v":9.3162552453290193},{"$f":"((Relat_Flechas!$D$12)*(Tabelas_de_Flexas!Y$31^2))/(8*C35)","v":9.6780181154324012},{"$f":"((Relat_Flechas!$D$12)*(Tabelas_de_Flexas!Z$31^2))/(8*C35)","v":10.04667170687109}]
[null,15,"402,29",{"$f":"((Relat_Flechas!$D$12)*(Tabelas_de_Flexas!D$31^2))/(8*C36)","v":3.7409828730517787},{"$f":"((Relat_Flechas!$D$12)*(Tabelas_de_Flexas!E$31^2))/(8*C36)","v":3.9784476062044791},{"$f":"((Relat_Flechas!$D$12)*(Tabelas_de_Flexas!F$31^2))/(8*C36)","v":4.2232189465311096},{"$f":"((Relat_Flechas!$D$12)*(Tabelas_de_Flexas!G$31^2))/(8*C36)","v":4.4752968940316684},{"$f":"((Relat_Flechas!$D$12)*(Tabelas_de_Flexas!H$31^2))/(8*C36)","v":4.7346814487061568},{"$f":"((Relat_Flechas!$D$12)*(Tabelas_de_Flexas!I$31^2))/(8*C36)","v":5.0013726105545748},{"$f":"((Relat_Flechas!$D$12)*(Tabelas_de_Flexas!J$31^2))/(8*C36)","v":5.2753703795769216},{"$f":"((Relat_Flechas!$D$12)*(Tabelas_de_Flexas!K$31^2))/(8*C36)","v":5.5566747557731988},{"$f":"((Relat_Flechas!$D$12)*(Tabelas_de_Flexas!L$31^2))/(8*C36)","v":5.8452857391434039},{"$f":"((Relat_Flechas!$D$12)*(Tabelas_de_Flexas!M$31^2))/(8*C36)","v":6.1412033296875377},{"$f":"((Relat_Flechas!$D$12)*(Tabelas_de_Flexas!N$31^2))/(8*C36)","v":6.4444275274056029},{"$f":"((Relat_Flechas!$D$12)*(Tabelas_de_Flexas!O$31^2))/(8*C36)","v":6.7549583322975959},{"$f":"((Relat_Flechas!$D$12)*(Tabelas_de_Flexas!P$31^2))/(8*C36)","v":7.0727957443635185},{"$f":"((Relat_Flechas!$D$12)*(Tabelas_de_Flexas!Q$31^2))/(8*C36)","v":7.3979397636033699},{"$f":"((Relat_Flechas!$D$12)*(Tabelas_de_Flexas!R$31^2))/(8*C36)","v":7.7303903900171509},{"$f":"((Relat_Flechas!$D$12)*(Tabelas_de_Flexas!S$31^2))/(8*C36)","v":8.0701476236048624},{"$f":"((Relat_Flechas!$D$12)*(Tabelas_de_Flexas!T$31^2))/(8*C36)","v":8.4172114643665008},{"$f":"((Relat_Flechas!$D$12)*(Tabelas_de_Flexas!U$31^2))/(8*C36)","v":8.7715819123020697},{"$f":"((Relat_Flechas!$D$12)*(Tabelas_de_Flexas!V$31^2))/(8*C36)","v":9.1332589674115692},{"$f":"((Relat_Flechas!$D$12)*(Tabelas_de_Flexas!W$31^2))/(8*C36)","v":9.5022426296949956},{"$f":"((Relat_Flechas!$D$12)*(Tabelas_de_Flexas!X$31^2))/(8*C36)","v":9.8785328991523524},{"$f":"((Relat_Flechas!$D$12)*(Tabelas_de_Flexas!Y$31^2))/(8*C36)","v":10.262129775783638},{"$f":"((Relat_Flechas!$D$12)*(Tabelas_de_Flexas!Z$31^2))/(8*C36)","v":10.653033259588854}]
[null,20,"381,08",{"$f":"((Relat_Flechas!$D$12)*(Tabelas_de_Flexas!D$31^2))/(8*C37)","v":3.9491970189986358},{"$f":"((Relat_Flechas!$D$12)*(Tabelas_de_Flexas!E$31^2))/(8*C37)","v":4.1998784703999164},{"$f":"((Relat_Flechas!$D$12)*(Tabelas_de_Flexas!F$31^2))/(8*C37)","v":4.4582731972289285},{"$f":"((Relat_Flechas!$D$12)*(Tabelas_de_Flexas!G$31^2))/(8*C37)","v":4.7243811994856726},{"$f":"((Relat_Flechas!$D$12)*(Tabelas_de_Flexas!H$31^2))/(8*C37)","v":4.9982024771701479},{"$f":"((Relat_Flechas!$D$12)*(Tabelas_de_Flexas!I$31^2))/(8*C37)","v":5.2797370302823552},{"$f":"((Relat_Flechas!$D$12)*(Tabelas_de_Flexas!J$31^2))/(8*C37)","v":5.5689848588222945},{"$f":"((Relat_Flechas!$D$12)*(Tabelas_de_Flexas!K$31^2))/(8*C37)","v":5.8659459627899659},{"$f":"((Relat_Flechas!$D$12)*(Tabelas_de_Flexas!L$31^2))/(8*C37)","v":6.1706203421853685},{"$f":"((Relat_Flechas!$D$12)*(Tabelas_de_Flexas!M$31^2))/(8*C37)","v":6.4830079970085022},{"$f":"((Relat_Flechas!$D$12)*(Tabelas_de_Flexas!N$31^2))/(8*C37)","v":6.8031089272593679},{"$f":"((Relat_Flechas!$D$12)*(Tabelas_de_Flexas!O$31^2))/(8*C37)","v":7.1309231329379665},{"$f":"((Relat_Flechas!$D$12)*(Tabelas_de_Flexas!P$31^2))/(8*C37)","v":7.4664506140442954},{"$f":"((Relat_Flechas!$D$12)*(Tabelas_de_Flexas!Q$31^2))/(8*C37)","v":7.8096913705783564},{"$f":"((Relat_Flechas!$D$12)*(Tabelas_de_Flexas!R$31^2))/(8*C37)","v":8.1606454025401494},{"$f":"((Relat_Flechas!$D$12)*(Tabelas_de_Flexas!S$31^2))/(8*C37)","v":8.5193127099296735},{"$f":"((Relat_Flechas!$D$12)*(Tabelas_de_Flexas!T$31^2))/(8*C37)","v":8.8856932927469305},{"$f":"((Relat_Flechas!$D$12)*(Tabelas_de_Flexas!U$31^2))/(8*C37)","v":9.2597871509919187},{"$f":"((Relat_Flechas!$D$12)*(Tabelas_de_Flexas!V$31^2))/(8*C37)","v":9.6415942846646381},{"$f":"((Relat_Flechas!$D$12)*(Tabelas_de_Flexas!W$31^2))/(8*C37)","v":10.031114693765089},{"$f":"((Relat_Flechas!$D$12)*(Tabelas_de_Flexas!X$31^2))/(8*C37)","v":10.428348378293272},{"$f":"((Relat_Flechas!$D$12)*(Tabelas_de_Flexas!Y$31^2))/(8*C37)","v":10.833295338249187},{"$f":"((Relat_Flechas!$D$12)*(Tabelas_de_Flexas!Z$31^2))/(8*C37)","v":11.245955573632834}]
[null,25,"362,44",{"$f":"((Relat_Flechas!$D$12)*(Tabelas_de_Flexas!D$31^2))/(8*C38)","v":4.1523010705220171},{"$f":"((Relat_Flechas!$D$12)*(Tabelas_de_Flexas!E$31^2))/(8*C38)","v":4.415874868943825},{"$f":"((Relat_Flechas!$D$12)*(Tabelas_de_Flexas!F$31^2))/(8*C38)","v":4.6875586303939967},{"$f":"((Relat_Flechas!$D$12)*(Tabelas_de_Flexas!G$31^2))/(8*C38)","v":4.9673523548725305},{"$f":"((Relat_Flechas!$D$12)*(Tabelas_de_Flexas!H$31^2))/(8*C38)","v":5.2552560423794281},{"$f":"((Relat_Flechas!$D$12)*(Tabelas_de_Flexas!I$31^2))/(8*C38)","v":5.5512696929146896},{"$f":"((Relat_Flechas!$D$12)*(Tabelas_de_Flexas!J$31^2))/(8*C38)","v":5.8553933064783132},{"$f":"((Relat_Flechas!$D$12)*(Tabelas_de_Flexas!K$31^2))/(8*C38)","v":6.1676268830703016},{"$f":"((Relat_Flechas!$D$12)*(Tabelas_de_Flexas!L$31^2))/(8*C38)","v":6.4879704226906521},{"$f":"((Relat_Flechas!$D$12)*(Tabelas_de_Flexas!M$31^2))/(8*C38)","v":6.8164239253393664},{"$f":"((Relat_Flechas!$D$12)*(Tabelas_de_Flexas!N$31^2))/(8*C38)","v":7.1529873910164437},{"$f":"((Relat_Flechas!$D$12)*(Tabelas_de_Flexas!O$31^2))/(8*C38)","v":7.4976608197218848},{"$f":"((Relat_Flechas!$D$12)*(Tabelas_de_Flexas!P$31^2))/(8*C38)","v":7.8504442114556898},{"$f":"((Relat_Flechas!$D$12)*(Tabelas_de_Flexas!Q$31^2))/(8*C38)","v":8.2113375662178569},{"$f":"((Relat_Flechas!$D$12)*(Tabelas_de_Flexas!R$31^2))/(8*C38)","v":8.5803408840083879},{"$f":"((Relat_Flechas!$D$12)*(Tabelas_de_Flexas!S$31^2))/(8*C38)","v":8.9574541648272827},{"$f":"((Relat_Flechas!$D$12)*(Tabelas_de_Flexas!T$31^2))/(8*C38)","v":9.3426774086745397},{"$f":"((Relat_Flechas!$D$12)*(Tabelas_de_Flexas!U$31^2))/(8*C38)","v":9.7360106155501605},{"$f":"((Relat_Flechas!$D$12)*(Tabelas_de_Flexas!V$31^2))/(8*C38)","v":10.137453785454143},{"$f":"((Relat_Flechas!$D$12)*(Tabelas_de_Flexas!W$31^2))/(8*C38)","v":10.547006918386492},{"$f":"((Relat_Flechas!$D$12)*(Tabelas_de_Flexas!X$31^2))/(8*C38)","v":10.964670014347202},{"$f":"((Relat_Flechas!$D$12)*(Tabelas_de_Flexas!Y$31^2))/(8*C38)","v":11.390443073336275},{"$f":"((Relat_Flechas!$D$12)*(Tabelas_de_Flexas!Z$31^2))/(8*C38)","v":11.824326095353715}]
[null,30,"345,96",{"$f":"((Relat_Flechas!$D$12)*(Tabelas_de_Flexas!D$31^2))/(8*C39)","v":4.3500982772574872},{"$f":"((Relat_Flechas!$D$12)*(Tabelas_de_Flexas!E$31^2))/(8*C39)","v":4.6262275624349636},{"$f":"((Relat_Flechas!$D$12)*(Tabelas_de_Flexas!F$31^2))/(8*C39)","v":4.9108531333102095},{"$f":"((Relat_Flechas!$D$12)*(Tabelas_de_Flexas!G$31^2))/(8*C39)","v":5.2039749898832239},{"$f":"((Relat_Flechas!$D$12)*(Tabelas_de_Flexas!H$31^2))/(8*C39)","v":5.5055931321540061},{"$f":"((Relat_Flechas!$D$12)*(Tabelas_de_Flexas!I$31^2))/(8*C39)","v":5.8157075601225579},{"$f":"((Relat_Flechas!$D$12)*(Tabelas_de_Flexas!J$31^2))/(8*C39)","v":6.1343182737888773},{"$f":"((Relat_Flechas!$D$12)*(Tabelas_de_Flexas!K$31^2))/(8*C39)","v":6.4614252731529662},{"$f":"((Relat_Flechas!$D$12)*(Tabelas_de_Flexas!L$31^2))/(8*C39)","v":6.7970285582148229},{"$f":"((Relat_Flechas!$D$12)*(Tabelas_de_Flexas!M$31^2))/(8*C39)","v":7.1411281289744473},{"$f":"((Relat_Flechas!$D$12)*(Tabelas_de_Flexas!N$31^2))/(8*C39)","v":7.493723985431842},{"$f":"((Relat_Flechas!$D$12)*(Tabelas_de_Flexas!O$31^2))/(8*C39)","v":7.8548161275870045},{"$f":"((Relat_Flechas!$D$12)*(Tabelas_de_Flexas!P$31^2))/(8*C39)","v":8.2244045554399356},{"$f":"((Relat_Flechas!$D$12)*(Tabelas_de_Flexas!Q$31^2))/(8*C39)","v":8.6024892689906345},{"$f":"((Relat_Flechas!$D$12)*(Tabelas_de_Flexas!R$31^2))/(8*C39)","v":8.9890702682391037},{"$f":"((Relat_Flechas!$D$12)*(Tabelas_de_Flexas!S$31^2))/(8*C39)","v":9.3841475531853398},{"$f":"((Relat_Flechas!$D$12)*(Tabelas_de_Flexas!T$31^2))/(8*C39)","v":9.7877211238293444},{"$f":"((Relat_Flechas!$D$12)*(Tabelas_de_Flexas!U$31^2))/(8*C39)","v":10.199790980171118},{"$f":"((Relat_Flechas!$D$12)*(Tabelas_de_Flexas!V$31^2))/(8*C39)","v":10.620357122210661},{"$f":"((Relat_Flechas!$D$12)*(Tabelas_de_Flexas!W$31^2))/(8*C39)","v":11.049419549947972},{"$f":"((Relat_Flechas!$D$12)*(Tabelas_de_Flexas!X$31^2))/(8*C39)","v":11.486978263383051},{"$f":"((Relat_Flechas!$D$12)*(Tabelas_de_Flexas!Y$31^2))/(8*C39)","v":11.933033262515897},{"$f":"((Relat_Flechas!$D$12)*(Tabelas_de_Flexas!Z$31^2))/(8*C39)","v":12.387584547346515}]
[null,35,"331,28",{"$f":"((Relat_Flechas!$D$12)*(Tabelas_de_Flexas!D$31^2))/(8*C40)","v":4.5428640425018116},{"$f":"((Relat_Flechas!$D$12)*(Tabelas_de_Flexas!E$31^2))/(8*C40)","v":4.8312294358246799},{"$f":"((Relat_Flechas!$D$12)*(Tabelas_de_Flexas!F$31^2))/(8*C40)","v":5.1284676104805609},{"$f":"((Relat_Flechas!$D$12)*(Tabelas_de_Flexas!G$31^2))/(8*C40)","v":5.4345785664694519},{"$f":"((Relat_Flechas!$D$12)*(Tabelas_de_Flexas!H$31^2))/(8*C40)","v":5.7495623037913548},{"$f":"((Relat_Flechas!$D$12)*(Tabelas_de_Flexas!I$31^2))/(8*C40)","v":6.0734188224462695},{"$f":"((Relat_Flechas!$D$12)*(Tabelas_de_Flexas!J$31^2))/(8*C40)","v":6.4061481224341943},{"$f":"((Relat_Flechas!$D$12)*(Tabelas_de_Flexas!K$31^2))/(8*C40)","v":6.7477502037551327},{"$f":"((Relat_Flechas!$D$12)*(Tabelas_de_Flexas!L$31^2))/(8*C40)","v":7.0982250664090802},{"$f":"((Relat_Flechas!$D$12)*(Tabelas_de_Flexas!M$31^2))/(8*C40)","v":7.4575727103960396},{"$f":"((Relat_Flechas!$D$12)*(Tabelas_de_Flexas!N$31^2))/(8*C40)","v":7.8257931357160109},{"$f":"((Relat_Flechas!$D$12)*(Tabelas_de_Flexas!O$31^2))/(8*C40)","v":8.2028863423689931},{"$f":"((Relat_Flechas!$D$12)*(Tabelas_de_Flexas!P$31^2))/(8*C40)","v":8.5888523303549871},{"$f":"((Relat_Flechas!$D$12)*(Tabelas_de_Flexas!Q$31^2))/(8*C40)","v":8.983691099673992},{"$f":"((Relat_Flechas!$D$12)*(Tabelas_de_Flexas!R$31^2))/(8*C40)","v":9.387402650326008},{"$f":"((Relat_Flechas!$D$12)*(Tabelas_de_Flexas!S$31^2))/(8*C40)","v":9.7999869823110366},{"$f":"((Relat_Flechas!$D$12)*(Tabelas_de_Flexas!T$31^2))/(8*C40)","v":10.221444095629076},{"$f":"((Relat_Flechas!$D$12)*(Tabelas_de_Flexas!U$31^2))/(8*C40)","v":10.651773990280127},{"$f":"((Relat_Flechas!$D$12)*(Tabelas_de_Flexas!V$31^2))/(8*C40)","v":11.090976666264188},{"$f":"((Relat_Flechas!$D$12)*(Tabelas_de_Flexas!W$31^2))/(8*C40)","v":11.539052123581261},{"$f":"((Relat_Flechas!$D$12)*(Tabelas_de_Flexas!X$31^2))/(8*C40)","v":11.996000362231346},{"$f":"((Relat_Flechas!$D$12)*(Tabelas_de_Flexas!Y$31^2))/(8*C40)","v":12.46182138221444},{"$f":"((Relat_Flechas!$D$12)*(Tabelas_de_Flexas!Z$31^2))/(8*C40)","v":12.936515183530551}]
[null,40,"318,14",{"$f":"((Relat_Flechas!$D$12)*(Tabelas_de_Flexas!D$31^2))/(8*C41)","v":4.7304960080467726},{"$f":"((Relat_Flechas!$D$12)*(Tabelas_de_Flexas!E$31^2))/(8*C41)","v":5.0307716335575536},{"$f":"((Relat_Flechas!$D$12)*(Tabelas_de_Flexas!F$31^2))/(8*C41)","v":5.3402865090840512},{"$f":"((Relat_Flechas!$D$12)*(Tabelas_de_Flexas!G$31^2))/(8*C41)","v":5.6590406346262654},{"$f":"((Relat_Flechas!$D$12)*(Tabelas_de_Flexas!H$31^2))/(8*C41)","v":5.9870340101841952},{"$f":"((Relat_Flechas!$D$12)*(Tabelas_de_Flexas!I$31^2))/(8*C41)","v":6.3242666357578425},{"$f":"((Relat_Flechas!$D$12)*(Tabelas_de_Flexas!J$31^2))/(8*C41)","v":6.6707385113472055},{"$f":"((Relat_Flechas!$D$12)*(Tabelas_de_Flexas!K$31^2))/(8*C41)","v":7.026449636952286},{"$f":"((Relat_Flechas!$D$12)*(Tabelas_de_Flexas!L$31^2))/(8*C41)","v":7.3914000125730812},{"$f":"((Relat_Flechas!$D$12)*(Tabelas_de_Flexas!M$31^2))/(8*C41)","v":7.765589638209593},{"$f":"((Relat_Flechas!$D$12)*(Tabelas_de_Flexas!N$31^2))/(8*C41)","v":8.1490185138618223},{"$f":"((Relat_Flechas!$D$12)*(Tabelas_de_Flexas!O$31^2))/(8*C41)","v":8.5416866395297664},{"$f":"((Relat_Flechas!$D$12)*(Tabelas_de_Flexas!P$31^2))/(8*C41)","v":8.9435940152134279},{"$f":"((Relat_Flechas!$D$12)*(Tabelas_de_Flexas!Q$31^2))/(8*C41)","v":9.3547406409128069},{"$f":"((Relat_Flechas!$D$12)*(Tabelas_de_Flexas!R$31^2))/(8*C41)","v":9.7751265166278998},{"$f":"((Relat_Flechas!$D$12)*(Tabelas_de_Flexas!S$31^2))/(8*C41)","v":10.20475164235871},{"$f":"((Relat_Flechas!$D$12)*(Tabelas_de_Flexas!T$31^2))/(8*C41)","v":10.643616018105236},{"$f":"((Relat_Flechas!$D$12)*(Tabelas_de_Flexas!U$31^2))/(8*C41)","v":11.09171964386748},{"$f":"((Relat_Flechas!$D$12)*(Tabelas_de_Flexas!V$31^2))/(8*C41)","v":11.549062519645439},{"$f":"((Relat_Flechas!$D$12)*(Tabelas_de_Flexas!W$31^2))/(8*C41)","v":12.015644645439115},{"$f":"((Relat_Flechas!$D$12)*(Tabelas_de_Flexas!X$31^2))/(8*C41)","v":12.491466021248508},{"$f":"((Relat_Flechas!$D$12)*(Tabelas_de_Flexas!Y$31^2))/(8*C41)","v":12.976526647073614},{"$f":"((Relat_Flechas!$D$12)*(Tabelas_de_Flexas!Z$31^2))/(8*C41)","v":13.470826522914441}]
[null,45,"306,31",{"$f":"((Relat_Flechas!$D$12)*(Tabelas_de_Flexas!D$31^2))/(8*C42)","v":4.9131925173843491},{"$f":"((Relat_Flechas!$D$12)*(Tabelas_de_Flexas!E$31^2))/(8*C42)","v":5.2250650892886288},{"$f":"((Relat_Flechas!$D$12)*(Tabelas_de_Flexas!F$31^2))/(8*C42)","v":5.5465337403284254},{"$f":"((Relat_Flechas!$D$12)*(Tabelas_de_Flexas!G$31^2))/(8*C42)","v":5.8775984705037381},{"$f":"((Relat_Flechas!$D$12)*(Tabelas_de_Flexas!H$31^2))/(8*C42)","v":6.2182592798145668},{"$f":"((Relat_Flechas!$D$12)*(Tabelas_de_Flexas!I$31^2))/(8*C42)","v":6.5685161682609117},{"$f":"((Relat_Flechas!$D$12)*(Tabelas_de_Flexas!J$31^2))/(8*C42)","v":6.9283691358427726},{"$f":"((Relat_Flechas!$D$12)*(Tabelas_de_Flexas!K$31^2))/(8*C42)","v":7.2978181825601522},{"$f":"((Relat_Flechas!$D$12)*(Tabelas_de_Flexas!L$31^2))/(8*C42)","v":7.6768633084130453},{"$f":"((Relat_Flechas!$D$12)*(Tabelas_de_Flexas!M$31^2))/(8*C42)","v":8.0655045134014554},{"$f":"((Relat_Flechas!$D$12)*(Tabelas_de_Flexas!N$31^2))/(8*C42)","v":8.4637417975253832},{"$f":"((Relat_Flechas!$D$12)*(Tabelas_de_Flexas!O$31^2))/(8*C42)","v":8.8715751607848254},{"$f":"((Relat_Flechas!$D$12)*(Tabelas_de_Flexas!P$31^2))/(8*C42)","v":9.2890046031797855},{"$f":"((Relat_Flechas!$D$12)*(Tabelas_de_Flexas!Q$31^2))/(8*C42)","v":9.7160301247102616},{"$f":"((Relat_Flechas!$D$12)*(Tabelas_de_Flexas!R$31^2))/(8*C42)","v":10.152651725376252},{"$f":"((Relat_Flechas!$D$12)*(Tabelas_de_Flexas!S$31^2))/(8*C42)","v":10.598869405177762},{"$f":"((Relat_Flechas!$D$12)*(Tabelas_de_Flexas!T$31^2))/(8*C42)","v":11.054683164114785},{"$f":"((Relat_Flechas!$D$12)*(Tabelas_de_Flexas!U$31^2))/(8*C42)","v":11.520093002187327},{"$f":"((Relat_Flechas!$D$12)*(Tabelas_de_Flexas!V$31^2))/(8*C42)","v":11.995098919395383},{"$f":"((Relat_Flechas!$D$12)*(Tabelas_de_Flexas!W$31^2))/(8*C42)","v":12.479700915738958},{"$f":"((Relat_Flechas!$D$12)*(Tabelas_de_Flexas!X$31^2))/(8*C42)","v":12.973898991218046},{"$f":"((Relat_Flechas!$D$12)*(Tabelas_de_Flexas!Y$31^2))/(8*C42)","v":13.477693145832651},{"$f":"((Relat_Flechas!$D$12)*(Tabelas_de_Flexas!Z$31^2))/(8*C42)","v":13.991083379582777}]
[null,50,"295,60",{"$f":"((Relat_Flechas!$D$12)*(Tabelas_de_Flexas!D$31^2))/(8*C43)","v":5.0912043301759136},{"$f":"((Relat_Flechas!$D$12)*(Tabelas_de_Flexas!E$31^2))/(8*C43)","v":5.4143764800405947},{"$f":"((Relat_Flechas!$D$12)*(Tabelas_de_Flexas!F$31^2))/(8*C43)","v":5.7474923883626516},{"$f":"((Relat_Flechas!$D$12)*(Tabelas_de_Flexas!G$31^2))/(8*C43)","v":6.0905520551420835},{"$f":"((Relat_Flechas!$D$12)*(Tabelas_de_Flexas!H$31^2))/(8*C43)","v":6.4435554803788895},{"$f":"((Relat_Flechas!$D$12)*(Tabelas_de_Flexas!I$31^2))/(8*C43)","v":6.8065026640730713},{"$f":"((Relat_Flechas!$D$12)*(Tabelas_de_Flexas!J$31^2))/(8*C43)","v":7.1793936062246262},{"$f":"((Relat_Flechas!$D$12)*(Tabelas_de_Flexas!K$31^2))/(8*C43)","v":7.5622283068335587},{"$f":"((Relat_Flechas!$D$12)*(Tabelas_de_Flexas!L$31^2))/(8*C43)","v":7.9550067658998644},{"$f":"((Relat_Flechas!$D$12)*(Tabelas_de_Flexas!M$31^2))/(8*C43)","v":8.3577289834235433},{"$f":"((Relat_Flechas!$D$12)*(Tabelas_de_Flexas!N$31^2))/(8*C43)","v":8.7703949594045998},{"$f":"((Relat_Flechas!$D$12)*(Tabelas_de_Flexas!O$31^2))/(8*C43)","v":9.1930046938430312},{"$f":"((Relat_Flechas!$D$12)*(Tabelas_de_Flexas!P$31^2))/(8*C43)","v":9.6255581867388358},{"$f":"((Relat_Flechas!$D$12)*(Tabelas_de_Flexas!Q$31^2))/(8*C43)","v":10.068055438092015},{"$f":"((Relat_Flechas!$D$12)*(Tabelas_de_Flexas!R$31^2))/(8*C43)","v":10.52049644790257},{"$f":"((Relat_Flechas!$D$12)*(Tabelas_de_Flexas!S$31^2))/(8*C43)","v":10.982881216170501},{"$f":"((Relat_Flechas!$D$12)*(Tabelas_de_Flexas!T$31^2))/(8*C43)","v":11.455209742895804},{"$f":"((Relat_Flechas!$D$12)*(Tabelas_de_Flexas!U$31^2))/(8*C43)","v":11.937482028078483},{"$f":"((Relat_Flechas!$D$12)*(Tabelas_de_Flexas!V$31^2))/(8*C43)","v":12.429698071718537},{"$f":"((Relat_Flechas!$D$12)*(Tabelas_de_Flexas!W$31^2))/(8*C43)","v":12.931857873815966},{"$f":"((Relat_Flechas!$D$12)*(Tabelas_de_Flexas!X$31^2))/(8*C43)","v":13.44396143437077},{"$f":"((Relat_Flechas!$D$12)*(Tabelas_de_Flexas!Y$31^2))/(8*C43)","v":13.966008753382948},{"$f":"((Relat_Flechas!$D$12)*(Tabelas_de_Flexas!Z$31^2))/(8*C43)","v":14.497999830852503}]

{"sheet":"Tabela_Esforco","index":5,"n_rows":126,"n_cols":29,"rows_kept":126,"cut":false,"hidden":false,"merged":[[7,0,8,0],[7,1,7,6],[7,16,7,17],[7,18,7,19],[26,25,26,27],[7,21,8,21],[8,22,8,23],[8,25,8,27],[18,22,18,23],[6,12,6,19],[9,26,9,27],[12,21,12,27],[33,21,33,24],[16,21,16,24],[22,21,22,24],[17,21,18,21],[6,21,6,27],[24,21,24,24],[18,25,18,27]]}
[]
["Vão básico para redes nuas CA",40]
["Vão básico para redes nuas CAA",40,60,80,100,120]
["Vão básico para redes Protegidas",35,50]
[]
[]
[null,null,null,null,null,null,null,null,null,null,null,null,"Telefonia",null,null,null,null,null,null,null,null,"estai de âncora"]
["Condutor","Distância do Vão",null,null,null,null,null,null,null,null,null,null,"pares","peso","peso-tabela","flecha-40º","posição no poste",null,"tração",null,null,"mm2","a   :",{"$f":"Padroes!$S$20","v":1.5},"ângulo :",45]
[null,35,40,50,60,70,80,100,120,null,null,null,0,0,0,0,"calçada","travessia","VIVO/OI","GVT",null,null,"Carga\nNominal",null,"Carga de\nTrabalho","Carga Admiss´vel\nno Topo"]
["4 CAA",null,207,null,207,null,209,312,330,null,null,null,10,8.6999999999999994E-2,0.2,0.2,4.7,5.2,385,393,null,{"$f":"Padroes!R17","v":6.35},{"$f":"Padroes!S17","v":2150},"ea1",{"$f":"W10/$X$8","v":1433.3333333333333},{"$f":"SIN(Z$8*3.1416/ 180)*Y10","v":1013.5215811319121}]
["2 CAA",null,317,null,317,null,316,315,470,null,null,null,20,0.125,0.2,0.2,4.7,5.2,385,393,null,{"$f":"Padroes!R18","v":7.94},{"$f":"Padroes!S18","v":3620},"ea2",{"$f":"W11/$X$8","v":2413.3333333333335},{"$f":"SIN(Z$8*3.1416/ 180)*Y11","v":1706.4874993941962},"ea2+ea2",{"$f":"(SIN(Z$8*3.1416/ 180)*Y11) + SIN((Z$8-15)*3.1416/ 180)*Y11","v":2913.1567250692779}," <--------'=2*Z11*COS(30*3,1416/180)"]
["1/0 CAA",null,492,null,488,null,484,479,474,null,null,null,30,0.16300000000000001,0.2,0.2,4.7,5.2,385,405,null,{"$f":"Padroes!R19","v":9.5299999999999994},{"$f":"Padroes!S19","v":4900},"ea3",{"$f":"W12/$X$8","v":3266.6666666666665},{"$f":"SIN(Z$8*3.1416/ 180)*Y12","v":2309.8863942076136},"ea3+ea3",{"$f":"(SIN(Z$8*3.1416/ 180)*Y12) + SIN((Z$8-15)*3.1416/ 180)*Y12","v":3943.223191392116},"=2*Z12*COS(30*3,1416/180)"]
["2/0 CAA",null,588,null,588,null,580,575,569,null,null,null,50,0.23499999999999999,0.4,0.3,4.8,5.3,379,405,null,"a   : coeficiente de segurança"]
["3/0 CAA",null,750,null,741,null,730,718,706,null,null,null,75,0.33300000000000002,0.4,0.3,4.8,5.3,379,421]
["4/0 CAA",null,945,null,933,null,918,902,885,null,null,null,100,0.42199999999999999,0.6,0.35,4.8499999999999996,5.35,397,440]
["2/0 CAL -1120 HELIUM",null,505.14,null,499.39,null,492.38,557.42999999999995,554.37,null,null,null,150,0.60499999999999998,0.6,0.35,4.8499999999999996,5.35,397,440]
["4/0 CAL-1120 (Diam. 247 MCM)","794,56","791,78","785,37","778,13","770,05",761.14,"742,48","723,82",null,null,null,200,0.78900000000000003,0.8,0.4,4.9000000000000004,5.4,417,501,null,"estai de poste a poste (EPP)"]
["4/0 CAL-1120 (Cor. 220MCM)","707,83","705,60","700,39","694,18","687,24",679.9,"664,16","648,29",null,null,null,300,1.121,1.2,0.5,5,5.5,460,545,null,"mm2","a   :",{"$f":"Padroes!$S$20","v":1.5},"ângulo :",10]
["336,4 CAA (LINNET)",null,1570,null,1552.26,null,1530,1504,1477,null,null,null,400,1.462,1.4,0.55000000000000004,5.05,5.55,482,787,null,null,"Carga\nNominal",null,"Carga de\nTrabalho","Carga admissível no topo"]
["336,4 CAL",null,865.45,865.45,865.91,866.36,866.82,867.73,869.09,null,null,null,600,2.133,2,0.7,5.2,5.7,546,850,null,{"$f":"Padroes!R17","v":6.35},{"$f":"Padroes!S17","v":2150},"epp1",{"$f":"W20/X$18","v":1433.3333333333333},{"$f":"COS(Z$18*3.1416/ 180)*Y20","v":1411.5576777345991}]
["336,4 CAA (MERLIN)",null,"1058,05",null,"1029,20",null,995.05,959.76,927.12,null,null,null,24,119,null,null,null,null,120,120,null,{"$f":"Padroes!R18","v":7.94},{"$f":"Padroes!S18","v":3620},"epp2",{"$f":"W21/X$18","v":2413.3333333333335},{"$f":"COS(Z$18*3.1416/ 180)*Y21","v":2376.669206232209}]
["336,4 CAA (ORIOLE)",null,"1838,11",null,"1824,10",null,1942.39,1784.41,"1761,07",null,null,null,"18-36FO (80m)",95,null,null,null,null,15,15,null,{"$f":"Padroes!R19","v":9.5299999999999994},{"$f":"Padroes!S19","v":4900},"epp3",{"$f":"W22/X$18","v":3266.6666666666665},3217.0384283253652]
["CAZ 3,09",null,"443,22",null,"286,49",null,"286,81",287.35000000000002,287.89,null,null,null,"18-36FO (120m)",111,null,null,null,null,25,25,null,"a   : coeficiente de segurança"]
["CAZ 4,17",null,"443,22",null,"443,55",null,444.22,444.89,445.72,null,null,null,"18-36FO (200m)",113,null,null,null,null,35,35]
["4 CA",null,"116,22","145,86","145,86",146.06,141.26,"148,12","152,92",null,null,null,"2-12FO(80m)",80,null,null,null,null,9.6,9.6,null,"estai de cruzeta a poste (ECP)em Y e V"]
["2 CA",null,"178,08","177,66","223,43",227.32,226.96,"227,02","152,92",null,null,null,"2-12FO(120m)",110,null,null,null,null,19.8,19.8,null,"mm2","a   :",{"$f":"Padroes!$S$20","v":1.5},"ângulo :",10]
["1/0 CA",null,"265,89","263,07","259,98","330,02","329,23","330,11","341,65",null,null,null,"2-12FO(200m)",112,null,null,null,null,33.6,33.6,null,null,"Carga\nNominal",null,"Carga de\nTrabalho","Carga admissível no topo"]
["2/0 CA",null,"340,45",null,"333,04",null,"427,35","433,28","426,33",null,null,null,"2-12FO(DROP80)",43,null,null,null,null,5.16,5.16,null,{"$f":"Padroes!R17","v":6.35},{"$f":"Padroes!S17","v":2150},"ecpy1",{"$f":"W28/X$26","v":1433.3333333333333},1411.5576777345991]
["3/0 CA",null,"407,23","400,24","392,58","384,52","376,59","508,84","501,18",null,null,null,"4-12FO(DROP80)",43,null,null,null,null,6,6,null,{"$f":"Padroes!R18","v":7.94},{"$f":"Padroes!S18","v":3620},"ecpy2",2413.3333333333335,2376.669206232209]
["4/0 CA",null,"512,53","502,86","492,18","481,16","470,13","627,18","647,02",null,null,null,"1-2FO(DROP80)",20,null,null,null,null,6,{"$f":"(N30/1000)*80*1.5","v":2.4000000000000004},null,{"$f":"Padroes!R19","v":9.5299999999999994},{"$f":"Padroes!S19","v":4900},"ecpy3",3266.6666666666665,3217.0384283253652]
["336,4 CA",null,876.21,null,887.37,null,"862,60","625,79","570,80",null,null,null,null,null,null,null,null,null,null,null,null,{"$f":"Padroes!R17","v":6.35},{"$f":"Padroes!S17","v":2150},"ecpv1",1433.3333333333333,2860]
["1#35 - 15 kV","14,71","14,71",14.62,14.62,0,0,0,0,null,null,null,null,null,null,null,null,null,null,null,null,{"$f":"Padroes!R18","v":7.94},{"$f":"Padroes!S18","v":3620},"ecpv2",2413.3333333333335,4820]
["1#50 - 15 kV",15.45,15.45,19.760000000000002,19.760000000000002,0,0,0,0,null,null,null,null,null,null,null,null,null,null,null,null,{"$f":"Padroes!R19","v":9.5299999999999994},{"$f":"Padroes!S19","v":4900},"ecpv3",3266.6666666666665,6320]
["1#70 - 15 kV","21,62","21,62","25,71","25,71",0,0,0,0,null,null,null,null,null,null,null,null,null,null,null,null,"a   : coeficiente de segurança"]
["1#95 - 15 kV","29,33","29,33","29,21","29,21",0,0,0,0]
["1#120 - 15 kV","37,23","37,23","36,91","36,91",0,0,0,0]
["1#150 - 15 kV",46.52,46.52,46.12,46.12,0,0,0,0]
["1#185 - 15 kV","57,62","57,62","57,13","57,13",0,0,0,0]
["1#35 - 25 kV","14,20","14,20",14.15,14.15,0,0,0,0]
["1#50 - 25 kV",19.36,19.36,"19,76","19,76",0,0,0,0]
["1#70 - 25 kV","21,53","21,53","25,43","25,43",0,0,0,0]
["1#95 - 25 kV",29.33,29.33,"29,21","29,21",0,0,0,0]
["1#120 - 25 kV","37,23","37,23","36,91","36,91",0,0,0,0]
["1#150 - 25 kV",46.12,46.12,45.92,45.92,0,0,0,0]
["1#185 - 25 kV","57,62","57,62","57,13","57,13",0,0,0,0]
["1#35 - 15 kV-conv",68.86,62.36,48.3,52.43,0,49.6,0,0]
[]
[]
[]
[]
[]
[]
[null,null,null,null,null,null,null,null,"'"]
[]
[]
[]
[]
[]
[]
[]
[]
[]
[]
[]
[]
[]
[]
[]
["1#35(35CAL)CA-XLPE","117,07",101,"142,36",150.79]
["1#50(50CAL)CA-XLPE","158,59",137,"192,37",203.52]
["2#35(35CAL)CA-XLPE","131,00",145.41999999999999,"174,62",180.37]
["2#50(50CAL)CA-XLPE","178,92",198.44,"237,80",244]
["3#35(35CAL)CA-XLPE","153,97",165.83,"170,84",162.4]
["3#50(50CAL)CA-XLPE","210,58",226.32,"231,90",219.43]
["3#70(70CAL)CA-XLPE",315.16000000000003,333.16,301.27,286.95999999999998]
["3#95(70CAL)CA-XLPE","306,91",293.89999999999998,"280,45",273.94]
["3#120(70CAL)CA-XLPE",293.89999999999998,285.01,275.45999999999998,270.47000000000003]
[]
[]
[]
[]
[]
[]
[]
[]
[]
[]
[]
[]
[]
[]
[]
[]
[]
[]
[]
[]
[]
["3#35mm² (9,53) 15kV",{"$f":"241+(14.71*3)","v":285.13},null,{"$f":"241+(14.62*3)","v":284.86}]
["3#50mm² (9,53) 15kV",{"$f":"241+(15.45*3)","v":287.35000000000002},null,{"$f":"241+(19.76*3)","v":300.27999999999997}]
["3#95mm² (9,53) 15kV",{"$f":"241+(29.33*3)","v":328.99},null,{"$f":"241+(29.21*3)","v":328.63}]
["3#120mm² (9,53) 15kV",{"$f":"241+(37.23*3)","v":352.69},null,{"$f":"241+(36.91*3)","v":351.73}]
["3#150mm² (9,53) 15kV",{"$f":"241+(46.52*3)","v":380.56},null,{"$f":"241+(46.12*3)","v":379.36}]
["3#185mm² (9,53) 15kV",{"$f":"241+(57.62*3)","v":413.86},null,{"$f":"241+(57.13*3)","v":412.39}]
["3#240mm² (9,53) 15kV",{"$f":"241+(75.73*3)","v":468.19},{"$f":"241+(75.1*3)","v":466.29999999999995},{"$f":"241+(74.46*3)","v":464.38}]
["3#35mm² (9,53) 25kV",{"$f":"241+(14.2*3)","v":283.60000000000002},null,{"$f":"241+(14.15*3)","v":283.45}]
["3#50mm² (9,53) 25kV",{"$f":"241+(19.36*3)","v":299.08},null,{"$f":"241+(19.76*3)","v":300.27999999999997}]
["3#70mm² (9,53) 25kV",{"$f":"241+(21.62*3)","v":305.86},null,{"$f":"241+(25.71*3)","v":318.13}]
["3#95mm² (9,53) 25kV",{"$f":"241+(29.33*3)","v":328.99},null,{"$f":"241+(29.21*3)","v":328.63}]
["3#120mm² (9,53) 25kV",{"$f":"241+(37.33*3)","v":352.99},null,{"$f":"241+(39.91*3)","v":360.73}]
["3#150mm² (9,53) 25kV",{"$f":"241+(46.12*3)","v":379.36},null,{"$f":"241+(45.92*3)","v":378.76}]
["3#185mm² (9,53) 25kV",{"$f":"241+(57.62*3)","v":413.86},null,{"$f":"241+(57.13*3)","v":412.39}]
["1#35 - 15 kV","14,71",null,14.62]
["1#50 - 15 kV",15.45,null,19.760000000000002]
["1#70 - 15 kV","21,62",null,"25,71"]
["1#95 - 15 kV","29,33",null,"29,21"]
["1#120 - 15 kV","37,23",null,"36,91"]
["1#150 - 15 kV",46.52,null,46.12]
["1#185 - 15 kV","57,62",null,"57,13"]
["1#35 - 25 kV","14,20",null,14.15]
["1#50 - 25 kV",19.36,null,"19,76"]
["1#70 - 25 kV","21,53",null,"25,43"]
["1#95 - 25 kV",29.33,null,"29,21"]
["1#120 - 25 kV","37,23",null,"36,91"]
["1#150 - 25 kV",46.12,null,45.92]
["1#185 - 25 kV","57,62",null,"57,13"]

{"sheet":"Padroes","index":6,"n_rows":50,"n_cols":50,"rows_kept":50,"cut":false,"hidden":false,"merged":[[22,18,23,18],[7,39,7,43],[6,0,40,0],[6,1,6,4],[6,17,6,18],[8,1,8,4],[10,17,10,18],[36,6,44,6],[17,1,24,1],[25,1,32,1],[6,36,6,37],[6,30,6,31],[12,17,13,18],[6,33,6,34],[7,21,7,25],[7,11,7,12],[6,6,6,12],[7,9,7,10],[45,6,52,6],[33,1,40,1],[41,1,48,1],[9,6,17,6],[18,6,26,6],[27,6,35,6],[9,1,16,1]]}
[1,2,3,4,5,6,7,8,9,10,11,12,13,14,15,16,17,18,19,20,21,22,23,24,25,26,27,28,29,30,31,32,33,34,35,36,37,38,39,40,41,42,43,44,45,46,47]
[]
[]
[]
[]
[]
[null,"CARACTERÍSTICA DOS POSTES",null,null,null,null,"CARACTERÍSTICA DOS POSTES",null,null,null,null,null,null,null,null,null,null,"ESCORA DE SUBSOLO",null,null,null,null,null,null,null,null,null,null,null,null,"Compres. do terreno",null,null,"BASE CONCRETADA DT",null,null,"BASE CONCRETADA CC"]
[null,"Comprimento","Carga Nominal","Peso","base","tipo","Comprimento","Carga Nominal","Peso","base (dimensão)",null,"diagonal (para o cálculo da Base concretada",null,null,null,null,null,"comprimento -        c",1,null,null,"MADEIRA",null,null,null,null,null,null,null,null,"Banhado",1000,null,"altura  do         9 m",0.6,null,"altura  do                    9 m",0.6,null,"TRANSFORMADORES",null,null,null,null,null,"Cruzetas",null,null,null,"Resist. A flexão no Centro (daN"]
[null,"CONCRETO TRONCO CÕNICO",null,null,null,null,"CONCRETO DUPLO T",null,null,"Face A","Face B","(face A)","(face B)","tipo",null,null,null,"diâmetro (altura)-   a",0.2,null,null,"Comprimento","Carga","peso","base","Topo",null,null,null,null,"Arenoso",2000,null,"concreto-g    10 m ",0.65,null,"concreto-g     10 m ",0.65,null,"Potencia","X (m)","Y (m)","Peso TR","Dist. TR",null,"Tipo","Met. do próprio peso","Trabalho","máx. excep.","Rpup. Mín."]
[null,9,150,670,0.32,"C-14",9,150,470,0.26400000000000001,0.19,0.625,0.32526297053307496,"D",null,{"$f":"SQRT(K10^2+J10^2)","v":0.32526297053307496},{"$f":"J10/K10","v":1.3894736842105264},"profundidade -        b",0.5,null,null,9,295,210,0.22,0.15,null,null,null,null,"Rochoso",3000,null,"11 m",0.7,null,"11 m",0.7,null,"1-1-05 15kV",0.8,1.2,130,0.6,null,"Madeira",9.5,200,280,600]
[null,null,200,670,0.32,"C-14",null,200,470,0.26400000000000001,0.19,0.625,0.32526297053307496,"D",null,{"$f":"SQRT(K11^2+J11^2)","v":0.32526297053307496},null,null,null,null,null,10,255,230,0.23,0.15,null,null,null,null,"Solo A",1600,null,"12 m",0.75,null,"12 m",0.75,null,"1-1-10 15kV",0.8,1.2,150,0.6,null,"Concreto Tipo T",25,400,560,800]
[null,null,300,820,0.35,"C-17",null,300,750,0.39200000000000002,0.28999999999999998,0.78700000000000003,0.48761050029711217,"B",null,0.48761050029711217,null,null,null,null,null,11,300,300,0.24,0.15,null,null,null,null,"Solo B",1400,null,"13 m",0.8,null,"13 m",0.8,null,"1-1-15 15kV",0.8,1.2,200,0.6,null,"Concreto retangular",28,400,560,800]
[null,null,400,820,0.35,"C-17",null,400,750,0.39200000000000002,0.28999999999999998,0.78700000000000003,0.48761050029711217,"B",null,0.48761050029711217,null,"CORDOALHA DO ESTAI",null,null,null,12,265,325,0.24,0.15,null,null,null,null,null,null,null,"diâmetro da     200",0.66,null,"diâmetro da     200",0.6,null,"1-1-25 15kV",0.8,1.2,260,0.6,null,"Aço Tubular",26.7,400,560,800]
[null,null,600,1000,0.37,"C-19",null,600,750,0.39200000000000002,0.28999999999999998,0.78700000000000003,0.48761050029711217,"B",null,0.48761050029711217,null,null,null,null,null,13,230,370,0.25,0.15,null,null,null,null,null,null,null,"vala - f             300",0.9,null,300,0.7,null,"1-2-05 15kV",0.8,1.2,130,0.6]
[null,null,1000,1160,0.41,"C-23",null,1000,1026,0.434,0.32,0.86799999999999999,0.53921795222340285,"B-1,5",{"$f":"L15/J15","v":2},0.53921795222340285,null,null,null,null,null,null,null,null,null,null,null,null,null,null,null,null,null,400,0.9,null,"vala - f            400",0.7,null,"1-2-10 15kV",0.8,1.2,150,0.6]
[null,null,null,null,null,null,null,null,null,null,null,null,null,null,null,0,null,"f (mm2)","Carga Ruptura",null,null,null,null,null,null,null,null,null,null,null,null,null,null,600,0.9,null,600,0.9,null,"1-2-15 15kV",0.8,1.2,200,0.6]
[null,null,null,null,null,null,null,null,null,null,null,null,null,null,null,0,null,6.35,2150,null,null,null,null,null,null,null,null,null,null,null,null,null,null,1000,1.1000000000000001,null,1000,1.3,null,"1-3-15 15kV",1.3,1.3,280,0.6]
[null,10,150,750,0.34,"C-14",null,null,null,null,null,null,null,null,null,0,null,7.94,3620,null,null,null,null,null,null,null,null,null,null,null,"Ângulo Montagem",45,null,1500,1.95,null,1500,1.6,null,"1-3-30 15kV",1.3,1.3,402,0.6]
[null,null,300,910,0.37,"C-17",10,150,550,0.28000000000000003,0.2,0.66300000000000003,0.34409301068170511,"D",null,0.34409301068170511,{"$f":"L19/M19","v":1.9268046121788045},9.5299999999999994,4900,null,null,null,null,null,null,null,null,null,null,null,"TERRENO",null,null,2000,1.95,null,2000,1.6,null,"1-3-45 15kV",1.3,1.3,500,0.6]
[null,null,400,910,0.37,"C-17",null,200,550,0.28000000000000003,0.2,0.66300000000000003,0.34409301068170511,"B",null,0.34409301068170511,{"$f":"L20/M20","v":1.9268046121788045},"Coef. segurança",1.5,null,null,null,null,null,null,null,null,null,null,null,"Coeficiente",2000,null,2500,1.95,null,2500,1.8,null,"1-3-75 15kV",1.3,1.3,550,0.6]
[null,null,600,1090,0.39,"C-19",null,300,900,0.42,0.31,0.85599999999999998,0.52201532544552742,"B",null,0.52201532544552742,1.6397986002986114,null,null,null,null,null,null,null,null,null,null,null,null,null,null,null,null,3000,1.95,null,3000,1.8,null,"1-3-112,5 15kV",1.3,1.3,670,0.6]
[null,null,1000,1350,0.43,"C-23",null,400,900,0.42,0.31,0.85599999999999998,0.52201532544552742,"B",null,0.52201532544552742,1.6397986002986114,null,null,null,null,null,null,null,null,null,null,null,null,null,null,null,null,null,null,null,null,null,null,"1-3-150 15kV",1.3,1.3,890,0.6]
[null,null,1500,1900,0.49,"C-29",null,600,900,0.42,0.31,0.85599999999999998,0.52201532544552742,"B",null,0.52201532544552742,{"$f":"L23/M23","v":1.6397986002986114},null,null,null,null,null,null,null,null,null,null,null,null,null,null,null,null,null,null,null,"Constante",1,null,"1-3-225 15kV",1.3,1.3,920,0.65]
[null,null,null,null,null,null,null,1000,1150,0.46200000000000002,0.34,0.85599999999999998,0.5736235699480976,"B-1,5",{"$f":"L24/J24","v":1.8528138528138527},0.5736235699480976,1.4922678300639778,null,null,null,null,null,null,null,null,null,null,null,null,null,null,null,null,null,null,null,null,null,null,"1-3-300 15kV",1.3,1.3,1000,0.65]
[null,null,null,null,null,null,null,null,null,null,null,null,null,null,null,0,{"$f":"L25/M25","v":{"$error":"#DIV/0!"}},null,null,null,null,null,null,null,null,null,null,null,null,null,null,null,null,null,null,null,null,null,null,"1-1-05 25kV",0.8,1.2,130,0.6]
[null,11,200,870,0.36,"C-14",null,null,null,null,null,null,null,null,null,0,{"$error":"#DIV/0!"},null,null,null,null,null,null,null,null,null,null,null,null,null,null,null,null,null,null,null,null,null,null,"1-1-10 25kV",0.8,1.2,150,0.6]
[null,null,300,1030,0.39,"C-17",null,null,null,null,null,null,null,null,null,0,{"$error":"#DIV/0!"},null,null,null,null,null,null,null,null,null,null,null,null,null,null,null,null,null,null,null,null,null,null,"1-1-15 25kV",0.8,1.2,200,0.6]
[null,null,400,1030,0.39,"C-17",11,200,680,0.29599999999999999,0.21,0.66300000000000003,0.36299999999999999,"D",null,0.36292698990292793,1.8264462809917357,null,null,null,null,null,null,null,null,null,null,null,null,null,null,null,null,null,null,null,null,null,null,"1-1-25 25kV",0.8,1.2,260,0.6]
[null,null,600,1260,0.41,"C-19",null,300,1050,0.44800000000000001,0.33,0.85599999999999998,0.55600000000000005,"B",null,0.55642070414390588,{"$f":"L29/M29","v":1.5395683453237408},null,null,null,null,null,null,null,null,null,null,null,null,null,null,null,null,null,null,null,null,null,null,"1-2-05 25kV",0.8,1.2,130,0.6]
[null,null,1000,1600,0.45,"C-23",null,400,1050,0.44800000000000001,0.33,0.85599999999999998,0.55600000000000005,"B",null,0.55642070414390588,1.5395683453237408,null,null,null,null,null,null,null,null,null,null,null,null,null,null,null,null,null,null,null,null,null,null,"1-2-10 25kV",0.8,1.2,150,0.6]
[null,null,1500,2100,0.51,"C-29",null,600,1050,0.44800000000000001,0.33,0.85599999999999998,0.55600000000000005,"B",null,0.55642070414390588,1.5395683453237408,null,null,null,null,null,null,null,null,null,null,null,null,null,null,null,null,null,null,null,null,null,null,"1-2-15 25kV",0.8,1.2,200,0.6]
[null,null,null,null,null,null,null,1000,1330,0.49,0.36,0.90800000000000003,0.60799999999999998,"B-1,5",null,0.6080296045424104,1.493421052631579,null,null,null,null,null,null,null,null,null,null,null,null,null,null,null,null,null,null,null,null,null,null,"1-3-15 25kV",1.3,1.3,280,0.6]
[null,null,null,null,null,null,null,null,null,null,null,null,null,null,null,0,{"$error":"#DIV/0!"},null,null,null,null,null,null,null,null,null,null,null,null,null,null,null,null,null,null,null,null,null,null,"1-3-30 25kV",1.3,1.3,402,0.6]
[null,12,300,1130,0.41,"C-17",null,null,null,null,null,null,null,null,null,0,{"$error":"#DIV/0!"},null,null,null,null,null,null,null,null,null,null,null,null,null,null,null,null,null,null,null,null,null,null,"1-3-45 25kV",1.3,1.3,500,0.6]
[null,null,400,1130,0.41,"C-17",null,null,null,null,null,null,null,null,null,0,{"$error":"#DIV/0!"},null,null,null,null,null,null,null,null,null,null,null,null,null,null,null,null,null,null,null,null,null,null,"1-3-75 25kV",1.3,1.3,550,0.6]
[null,null,600,1440,0.43,"C-19",null,null,null,null,null,null,null,null,null,0,{"$error":"#DIV/0!"},null,null,null,null,null,null,null,null,null,null,null,null,null,null,null,null,null,null,null,null,null,null,"1-3-112,5 25kV",1.3,1.3,670,0.6]
[null,null,1000,1770,0.47,"C-23",12,200,780,0.31,0.23,0.66300000000000003,0.38600000000000001,"D",null,0.38600518131237566,1.7176165803108809,null,null,null,null,null,null,null,null,null,null,null,null,null,null,null,null,null,null,null,null,null,null,"1-3-150 25kV",1.3,1.3,890,0.6]
[null,null,1500,2450,0.53,"C-29",null,300,1210,0.47599999999999998,0.35,0.89,0.59099999999999997,"B",null,0.59082653968825738,1.505922165820643,null,null,null,null,null,null,null,null,null,null,null,null,null,null,null,null,null,null,null,null,null,null,"1-3-225 25kV",1.3,1.3,920,0.65]
[null,null,2000,3000,0.56999999999999995,"C-33",null,400,1210,0.47599999999999998,0.35,0.89,0.59099999999999997,"B",null,0.59082653968825738,1.505922165820643,null,null,null,null,null,null,null,null,null,null,null,null,null,null,null,null,null,null,null,null,null,null,"1-3-300 25kV",1.3,1.3,1000,0.65]
[null,null,3000,4150,0.67,"C-43",null,600,1210,0.47599999999999998,0.35,0.89,0.59099999999999997,"B",null,0.59082653968825738,1.505922165820643]
[null,null,null,null,null,null,null,1000,1520,0.51800000000000002,0.38,0.94199999999999995,0.64200000000000002,"B-1,5",{"$f":"L41/J41","v":1.8185328185328185},0.64243598902925725,1.4672897196261681]
[null,13,300,1280,0.43,"C-17",null,2000,2000,0.60199999999999998,0.44,1.0449999999999999,0.746,"B-4,5",{"$f":"L42/J42","v":1.7358803986710962},0.74565675749636973,1.4008042895442359]
[null,null,400,1280,0.43,"C-17",null,3000,2500,0.64400000000000002,0.47,1.117906976744186,0.79686363636363633,"B-6",null,0.79726783454495398,1.4028836625618673]
[null,null,600,1680,0.45,"C-19",null,null,null,null,null,null,null,null,null,0]
[null,null,1000,1920,0.49,"C-23",null,null,null,null,null,null,null,null,null,0]
[null,null,1500,2700,0.55000000000000004,"C-29",13,300,1400,0.504,0.37,0.92500000000000004,0.625,"B",null,0.62523275665946998]
[null,null,2000,3500,0.59,"C-33",null,400,1400,0.504,0.37,0.92500000000000004,0.625,"B",null,0.62523275665946998]
[null,null,null,null,null,null,null,600,1400,0.504,0.37,0.92500000000000004,0.625,"B",null,0.62523275665946998]
[null,null,null,null,null,null,null,null,null,null,null,null,null,null,null,0]
[null,null,null,null,null,null,null,null,null,null,null,null,null,null,null,0]

{"sheet":"Caracteristica_CABO","index":7,"n_rows":91,"n_cols":33,"rows_kept":91,"cut":false,"hidden":false,"merged":[[90,0,90,4],[4,14,4,21],[5,0,7,0],[5,1,6,1],[5,2,6,2],[5,3,6,3],[5,26,7,26],[5,14,5,17],[6,4,6,5],[5,4,5,5],[5,18,5,21],[7,4,7,5]]}
[]
[]
[null,null,"4/0 ca",{"$f":"0.00010725*1000","v":0.10725}]
[null,{"$f":"125.1/1000","v":0.12509999999999999},null,null,{"$f":"14.31/1000","v":1.431E-2}]
[null,null,null,null,null,null,null,null,null,null,null,null,null,null,"equação dos dois estados"]
["BITOLAS","DIÂMETRO","SEÇÃO","PESO","Mod. DA ",null,"COEF. ","TRAÇÃO DE ","TRAÇÃO  MÁXIMA DE ","TRAÇÃO MÁXIMA DE  ","TRUP. EDS ","TRUP.EDS","TRAÇÃO  MÁXIMA DE RUP.","TRAÇÃO  MÁXIMA DE rup.","Temperatura / velocidade deo vento",null,null,null,"temperatura / velocidade deo vento",null,null,null,"TEMP EDS ","TEMP .EDS","VENTO EDS ","VENTO  EDS","Encordoamento"]
[null,null,null,null,"ELAST.",null,"DE DILAT.","RUPTURA","RUPT.  Urbano","RUPT. Rural ","Urbano"," Rural","ancorado"," ancorado","temp. urbano","temp .urbano","vento urbana","vento urbana","temp. rural","temp . Rural","vento rural","vento rural","Urbano"," Rural","Urbano"," Rural"]
[null,"D (m)","S (m²)","P (kg/m)","E (kg/mm²)",null,"F (°C-¹ x 10-6","T (kgf)","continuo (%)","continuo (%)",null,null," Urbano"," Rural","verão","inverno","verão","inverno","verão","inverno","verão","inverno"]
["Cabo",null,null,null,"inicial","final"]
["6 CAA",5.0400000000000002E-3,1.5489999999999999E-5,5.3600000000000002E-2,8000000000,8000,1.91E-5,null,null,null,null,null,null,null,null,null,null,null,null,null,null,null,null,null,null,null,null,{"$f":"RIGHT(A10,3)","v":"CAA"},"AWG",6,{"$f":"VLOOKUP(AB10,Parametros!$E$44:$F$56,2,FALSE)&\" \"&AD10& \" \"&AC10","v":"Cabo de Alumínio com Alma de Aço - CAA 6 AWG"}]
["4 CAA",6.3499999999999997E-3,2.4660000000000001E-5,8.5400000000000004E-2,8000000000,8000,1.91E-5,829,40,40,18,18,33.33,33.33,15,0,60,0,15,-5,130,65,20,20,null,null,null,{"$f":"RIGHT(A11,3)","v":"CAA"},"AWG",4,{"$f":"VLOOKUP(AB11,Parametros!$E$44:$F$56,2,FALSE)&\" \"&AD11& \" \"&AC11","v":"Cabo de Alumínio com Alma de Aço - CAA 4 AWG"}]
["2 CAA",8.0199999999999994E-3,3.9249999999999999E-5,0.13589999999999999,8000000000,8000,1.91E-5,1263,40,40,18,18,33.33,33.33,15,0,60,0,15,-5,130,65,20,20,null,null,null,"CAA","AWG",2,{"$f":"VLOOKUP(AB12,Parametros!$E$44:$F$56,2,FALSE)&\" \"&AD12& \" \"&AC12","v":"Cabo de Alumínio com Alma de Aço - CAA 2 AWG"}]
["1/0 CAA",1.0109999999999999E-2,6.2470000000000003E-5,0.21629999999999999,8000000000,8000,1.91E-5,1949,40,40,18,18,33.33,33.33,15,0,60,0,15,-5,130,65,20,20,null,null,null,"CAA","AWG","1/0",{"$f":"VLOOKUP(AB13,Parametros!$E$44:$F$56,2,FALSE)&\" \"&AD13& \" \"&AC13","v":"Cabo de Alumínio com Alma de Aço - CAA 1/0 AWG"}]
["2/0 CAA",1.1339999999999999E-2,6.7429999999999996E-5,0.27210000000000001,8000000000,8000,1.91E-5,2425,40,40,18,18,33.33,33.33,15,0,60,0,15,-5,130,65,20,20,null,null,null,"CAA","AWG","2/0",{"$f":"VLOOKUP(AB14,Parametros!$E$44:$F$56,2,FALSE)&\" \"&AD14& \" \"&AC14","v":"Cabo de Alumínio com Alma de Aço - CAA 2/0 AWG"}]
["3/0 CAA",1.274E-2,9.9160000000000006E-5,0.34339999999999998,8000000000,8000,1.91E-5,2945,40,40,18,18,33.33,33.33,15,0,60,0,15,-5,130,65,20,20,null,null,null,"CAA","AWG","3/0",{"$f":"VLOOKUP(AB15,Parametros!$E$44:$F$56,2,FALSE)&\" \"&AD15& \" \"&AC15","v":"Cabo de Alumínio com Alma de Aço - CAA 3/0 AWG"},null,"Dados das NBRs 7270 e 7271."]
["4/0 CAA",1.431E-2,1.2510000000000001E-4,0.43219999999999997,8000000000,8000,1.91E-5,3714,40,40,18,18,33.33,33.33,15,0,60,0,15,-5,130,65,20,20,null,null,null,"CAA","AWG","4/0",{"$f":"VLOOKUP(AB16,Parametros!$E$44:$F$56,2,FALSE)&\" \"&AD16& \" \"&AC16","v":"Cabo de Alumínio com Alma de Aço - CAA 4/0 AWG"}]
["336,4 CAA (LINNET)",1.8290000000000001E-2,1.9803E-4,0.68899999999999995,8000000000,8000,1.8899999999999999E-5,6310,40,40,18,18,33.33,33.33,15,0,60,0,15,-5,130,65,20,20,null,null,null,"CAA","MCM","336,4 (LINNET)",{"$f":"VLOOKUP(AB17,Parametros!$E$44:$F$56,2,FALSE)&\" \"&AD17& \" \"&AC17","v":"Cabo de Alumínio com Alma de Aço - CAA 336,4 (LINNET) MCM"}]
["336,4 CAL",1.8290000000000001E-2,1.9990000000000001E-4,0.5494,4800000000,6628,2.3E-5,4555,40,40,18,18,33.33,33.33,15,0,60,0,15,-5,130,65,20,20,null,null,null,"CAL","MCM","336,4 (CAL)",{"$f":"VLOOKUP(AB18,Parametros!$E$44:$F$56,2,FALSE)&\" \"&AD18& \" \"&AC18","v":"Cabo de Liga de Alumínio - CAL 336,4 (CAL) MCM"}]
["336,4 CAA (MERLIM)",1.72E-2,1.786E-4,0.48530000000000001,7000000000,8000,2.12E-5,3795,40,40,18,18,33.33,33.33,15,0,60,0,15,-5,130,65,20,20,null,null,null,"CAA","MCM","336,4 (CAL)",{"$f":"VLOOKUP(AB19,Parametros!$E$44:$F$56,2,FALSE)&\" \"&AD19& \" \"&AC19","v":"Cabo de Alumínio com Alma de Aço - CAA 336,4 (CAL) MCM"}]
["336,4 CAA (ORIOLE)",1.883E-2,2.1028E-4,0.78210000000000002,8000000000,8000,1.7799999999999999E-5,7782,40,40,18,18,33.33,33.33,15,0,60,0,15,-5,130,65,20,20,null,null,null,"CAA","MCM","336,4 (ORIOLE)",{"$f":"VLOOKUP(AB20,Parametros!$E$44:$F$56,2,FALSE)&\" \"&AD20& \" \"&AC20","v":"Cabo de Alumínio com Alma de Aço - CAA 336,4 (ORIOLE) MCM"}]
["4 CA",5.8799999999999998E-3,2.1140000000000001E-5,5.8400000000000001E-2,6118000000,6180,2.304E-5,390,40,40,18,18,33.33,33.33,15,0,60,0,15,-5,130,65,20,20,null,null,null,{"$f":"RIGHT(A21,2)","v":"CA"},"AWG",4,{"$f":"VLOOKUP(AB21,Parametros!$E$44:$F$56,2,FALSE)&\" \"&AD21& \" \"&AC21","v":"Cabo de Alumínio - CA 4 AWG"}]
["2 CA",7.4200000000000004E-3,3.3649999999999998E-5,9.2299999999999993E-2,6118000000,6180,2.304E-5,599,40,40,18,18,33.33,33.33,15,0,60,0,15,-5,130,65,20,20,null,null,null,{"$f":"RIGHT(A22,2)","v":"CA"},"AWG",2,{"$f":"VLOOKUP(AB22,Parametros!$E$44:$F$56,2,FALSE)&\" \"&AD22& \" \"&AC22","v":"Cabo de Alumínio - CA 2 AWG"}]
["1/0 CA",9.3600000000000003E-3,5.3480000000000003E-5,0.1467,6118000000,6180,2.304E-5,881,40,40,18,18,33.33,33.33,15,0,60,0,15,-5,130,65,20,20,null,null,null,"CA","AWG","1/0",{"$f":"VLOOKUP(AB23,Parametros!$E$44:$F$56,2,FALSE)&\" \"&AD23& \" \"&AC23","v":"Cabo de Alumínio - CA 1/0 AWG"}]
["2/0 CA",1.1339999999999999E-2,6.7429999999999996E-5,0.18440000000000001,6118000000,8000,2.304E-5,1139,40,40,18,18,33.33,33.33,15,0,60,0,15,-5,130,65,20,20,null,null,null,"CA","AWG","2/0",{"$f":"VLOOKUP(AB24,Parametros!$E$44:$F$56,2,FALSE)&\" \"&AD24& \" \"&AC24","v":"Cabo de Alumínio - CA 2/0 AWG"},null,"Dados das NBRs 7270 e 7271."]
["3/0 CA",1.18E-2,8.4989999999999998E-5,0.2344,6118000000,6180,2.304E-5,1344,40,40,18,18,33.33,33.33,15,0,60,0,15,-5,130,65,20,20,null,null,null,"CA","AWG","3/0",{"$f":"VLOOKUP(AB25,Parametros!$E$44:$F$56,2,FALSE)&\" \"&AD25& \" \"&AC25","v":"Cabo de Alumínio - CA 3/0 AWG"}]
["4/0 CA",1.325E-2,1.0725E-4,0.29430000000000001,6118000000,6180,2.304E-5,1696,40,40,18,18,33.33,33.33,15,0,60,0,15,-5,130,65,20,20,null,null,null,"CA","AWG","4/0",{"$f":"VLOOKUP(AB26,Parametros!$E$44:$F$56,2,FALSE)&\" \"&AD26& \" \"&AC26","v":"Cabo de Alumínio - CA 4/0 AWG"}]
["336,4 CA",1.6899999999999998E-2,1.7056999999999999E-4,0.4703,5812000000,6180,2.304E-5,2722,40,40,18,18,33.33,33.33,15,0,60,0,15,-5,130,65,20,20,null,null,null,"CA","AWG",336.4,{"$f":"VLOOKUP(AB27,Parametros!$E$44:$F$56,2,FALSE)&\" \"&AD27& \" \"&AC27","v":"Cabo de Alumínio - CA 336,4 AWG"}]
["6 CC",4.1099999999999999E-3,1.33E-5,0.11799999999999999,9800000000,12000,1.5999999999999999E-5,459,50,50,20,20,33.33,33.33,15,0,60,0,15,-5,130,65,20,20,null,null,null,"CC","AWG",6,{"$f":"VLOOKUP(AB28,Parametros!$E$44:$F$56,2,FALSE)&\" \"&AD28& \" \"&AC28","v":"Cabo de cobre - CC 6 AWG"}]
["4 CC",5.1900000000000002E-3,2.1149999999999999E-5,0.188,9800000000,12000,1.5999999999999999E-5,715,50,50,20,20,33.33,33.33,15,0,60,0,15,-5,130,65,20,20,null,null,null,"CC","AWG",4,{"$f":"VLOOKUP(AB29,Parametros!$E$44:$F$56,2,FALSE)&\" \"&AD29& \" \"&AC29","v":"Cabo de cobre - CC 4 AWG"}]
["2 CC",7.4200000000000004E-3,3.3630000000000002E-5,0.30499999999999999,9800000000,12000,1.5999999999999999E-5,1074,50,50,20,20,33.33,33.33,15,0,60,0,15,-5,130,65,20,20,null,null,null,"CC","AWG",2,{"$f":"VLOOKUP(AB30,Parametros!$E$44:$F$56,2,FALSE)&\" \"&AD30& \" \"&AC30","v":"Cabo de cobre - CC 2 AWG"}]
["1/0 CC",9.3600000000000003E-3,5.346E-5,0.48499999999999999,9800000000,12000,1.5999999999999999E-5,1684,50,50,20,20,33.33,33.33,15,0,60,0,15,-5,130,65,20,20,null,null,null,"CC","AWG","1/0",{"$f":"VLOOKUP(AB31,Parametros!$E$44:$F$56,2,FALSE)&\" \"&AD31& \" \"&AC31","v":"Cabo de cobre - CC 1/0 AWG"}]
["2/0 CC",1.051E-2,6.7440000000000005E-5,0.61099999999999999,9800000000,12000,1.5999999999999999E-5,2094,50,50,20,20,33.33,33.33,15,0,60,0,15,-5,130,65,20,20,null,null,null,"CC","AWG","2/0",{"$f":"VLOOKUP(AB32,Parametros!$E$44:$F$56,2,FALSE)&\" \"&AD32& \" \"&AC32","v":"Cabo de cobre - CC 2/0 AWG"}]
["3/0 CC",1.18E-2,8.5019999999999996E-5,0.77100000000000002,9800000000,12000,1.5999999999999999E-5,2640,50,50,20,20,33.33,33.33,15,0,60,0,15,-5,130,65,20,20,null,null,null,"CC","AWG","3/0",{"$f":"VLOOKUP(AB33,Parametros!$E$44:$F$56,2,FALSE)&\" \"&AD33& \" \"&AC33","v":"Cabo de cobre - CC 3/0 AWG"},null,"Dados das NT - Tabelas Praticas, CEE/1975"]
["4/0 CC",1.325E-2,1.072E-4,0.97199999999999998,9800000000,12000,1.5999999999999999E-5,3280,50,50,20,20,33.33,33.33,15,0,60,0,15,-5,130,65,20,20,null,null,null,"CC","AWG","4/0",{"$f":"VLOOKUP(AB34,Parametros!$E$44:$F$56,2,FALSE)&\" \"&AD34& \" \"&AC34","v":"Cabo de cobre - CC 4/0 AWG"}]
["CAZ 3,09",3.0899999999999999E-3,7.5000000000000002E-6,5.8999999999999997E-2,20000000000,20000,1.15E-5,1075,40,40,25,25,33.33,33.33,15,0,60,0,15,5,130,65,15,15,null,null,null,"CAZ","mm²",3.09,{"$f":"VLOOKUP(AB35,Parametros!$E$44:$F$56,2,FALSE)&\" \"&AD35& \" \"&AC35","v":"Cabo de Aço Zincado - CAZ 3,09 mm²"}]
["CAZ 4,87",4.8700000000000002E-3,1.1929999999999999E-5,9.5000000000000001E-2,18500000000,16000,1.15E-5,1767,40,40,25,25,33.33,33.33,15,0,60,0,15,5,130,65,15,15,null,null,null,"CAZ","mm²",4.17,{"$f":"VLOOKUP(AB36,Parametros!$E$44:$F$56,2,FALSE)&\" \"&AD36& \" \"&AC36","v":"Cabo de Aço Zincado - CAZ 4,17 mm²"}]
["4/0 CAL-1120 (DIAM. 247 MCM)",1.431E-2,{"$f":"((B37/2)^2)*PI()","v":1.6083077284769222E-4},0.34229999999999999,5440000000,6520,2.304E-5,2785,40,40,18,18,33.33,33.33,15,0,60,0,15,-5,130,65,20,20,null,null,null,"CAL","AWG","4/0",{"$f":"VLOOKUP(AB37,Parametros!$E$44:$F$56,2,FALSE)&\" \"&AD37& \" \"&AC37","v":"Cabo de Liga de Alumínio - CAL 4/0 AWG"}]
["4/0 CAL-1120 (COR. 220MCM)",1.35E-2,1.4313881527918494E-4,0.30449999999999999,5440000000,6520,2.304E-5,2481,40,40,18,18,33.33,33.33,15,0,60,0,15,-5,130,65,20,20,null,null,null,"CAL","AWG","4/1",{"$f":"VLOOKUP(AB38,Parametros!$E$44:$F$56,2,FALSE)&\" \"&AD38& \" \"&AC38","v":"Cabo de Liga de Alumínio - CAL 4/1 AWG"}]
["4 CAL",5.8799999999999998E-3,2.1140000000000001E-5,5.7889999999999997E-2,7000000000,7000,2.304E-5,671,40,40,18,18,33.33,33.33,15,0,60,0,15,-5,130,65,20,20,null,null,null,{"$f":"RIGHT(A39,3)","v":"CAL"},"AWG",4,{"$f":"VLOOKUP(AB39,Parametros!$E$44:$F$55,2,FALSE)&\" \"&AD39& \" \"&AC39","v":"Cabo de Liga de Alumínio - CAL 4 AWG"},null,"Nota: ELETROBRAS - DEER"]
["2 CAL",7.4200000000000004E-3,3.3649999999999998E-5,9.214E-2,7000000000,7000,2.304E-5,1066,40,40,18,18,33.33,33.33,15,0,60,0,15,-5,130,65,20,20,null,null,null,"CAL","AWG",2,{"$f":"VLOOKUP(AB40,Parametros!$E$44:$F$55,2,FALSE)&\" \"&AD40& \" \"&AC40","v":"Cabo de Liga de Alumínio - CAL 2 AWG"}]
["1/0 CAL",9.3600000000000003E-3,5.3480000000000003E-5,0.14649999999999999,7000000000,7000,2.304E-5,1701,40,40,18,18,33.33,33.33,15,0,60,0,15,-5,130,65,20,20,null,null,null,"CAL","AWG","1/0",{"$f":"VLOOKUP(AB41,Parametros!$E$44:$F$55,2,FALSE)&\" \"&AD41& \" \"&AC41","v":"Cabo de Liga de Alumínio - CAL 1/0 AWG"}]
["2/0 CAL",1.0500000000000001E-2,6.7429999999999996E-5,0.1847,7000000000,7000,2.304E-5,2050,40,40,18,18,33.33,33.33,15,0,60,0,15,-5,130,65,20,20,null,null,null,"CAL","AWG","2/0",{"$f":"VLOOKUP(AB42,Parametros!$E$44:$F$55,2,FALSE)&\" \"&AD42& \" \"&AC42","v":"Cabo de Liga de Alumínio - CAL 2/0 AWG"}]
["3/0 CAL",1.18E-2,8.4989999999999998E-5,0.23269999999999999,7000000000,7000,2.304E-5,2584,40,40,18,18,33.33,33.33,15,0,60,0,15,-5,130,65,20,20,null,null,null,"CAL","AWG","3/0",{"$f":"VLOOKUP(AB43,Parametros!$E$44:$F$55,2,FALSE)&\" \"&AD43& \" \"&AC43","v":"Cabo de Liga de Alumínio - CAL 3/0 AWG"}]
["4/0 CAL",1.325E-2,1.0725E-4,0.29370000000000002,5600000000,7000,2.304E-5,3269,40,40,18,18,33.33,33.33,15,0,60,0,15,-5,130,65,20,20,null,null,null,"CAL","AWG","4/0",{"$f":"VLOOKUP(AB44,Parametros!$E$44:$F$55,2,FALSE)&\" \"&AD44& \" \"&AC44","v":"Cabo de Liga de Alumínio - CAL 4/0 AWG"}]
["250 CAL",1.455E-2,1.2669999999999999E-4,0.34689999999999999,5600000000,7000,2.304E-5,3890,40,40,18,18,33.33,33.33,15,0,60,0,15,-5,130,65,20,20,null,null,null,"CAL","AWG",250,{"$f":"VLOOKUP(AB45,Parametros!$E$44:$F$55,2,FALSE)&\" \"&AD45& \" \"&AC45","v":"Cabo de Liga de Alumínio - CAL 250 AWG"}]
["300 CAL",1.5949999999999999E-2,1.5200000000000001E-4,0.41660000000000003,6500000000,7000,2.304E-5,4674,40,40,18,18,33.33,33.33,15,0,60,0,15,-5,130,65,20,20,null,null,null,"CAL","AWG",300,{"$f":"VLOOKUP(AB46,Parametros!$E$44:$F$55,2,FALSE)&\" \"&AD46& \" \"&AC46","v":"Cabo de Liga de Alumínio - CAL 300 AWG"}]
["350 CAL",1.7250000000000001E-2,1.773E-4,0.48549999999999999,6500000000,7000,2.304E-5,5236,40,40,18,18,33.33,33.33,15,0,60,0,15,-5,130,65,20,20,null,null,null,"CAL","AWG",350,{"$f":"VLOOKUP(AB47,Parametros!$E$44:$F$55,2,FALSE)&\" \"&AD47& \" \"&AC47","v":"Cabo de Liga de Alumínio - CAL 350 AWG"}]
["400 CAL",1.8450000000000001E-2,2.0269999999999999E-4,0.55510000000000004,6500000000,7000,2.304E-5,5990,40,40,18,18,33.33,33.33,15,0,60,0,15,-5,130,65,20,20,null,null,null,"CAL","AWG",400,{"$f":"VLOOKUP(AB48,Parametros!$E$44:$F$55,2,FALSE)&\" \"&AD48& \" \"&AC48","v":"Cabo de Liga de Alumínio - CAL 400 AWG"}]
["450 CAL",1.9550000000000001E-2,2.2800000000000001E-4,0.62439999999999996,6500000000,7000,2.304E-5,6726,40,40,18,18,33.33,33.33,15,0,60,0,15,-5,130,65,20,20,null,null,null,"CAL","AWG",450,{"$f":"VLOOKUP(AB49,Parametros!$E$44:$F$55,2,FALSE)&\" \"&AD49& \" \"&AC49","v":"Cabo de Liga de Alumínio - CAL 450 AWG"}]
["6,35 AÇO",6.365E-3,2.1149999999999999E-5,0.1804,18500000000,16000,1.8899999999999999E-5,1430,22,22,4.5999999999999996,4.5999999999999996,10,10,15,0,60,0,15,-5,130,65,20,20,null,null,null,"AÇO","AWG",6.35,{"$f":"VLOOKUP(AB50,Parametros!$E$44:$F$55,2,FALSE)&\" \"&AD50& \" \"&AC50","v":"Cabo de Aço 6,35 AWG"}]
["7,94 AÇO",7.9399999999999991E-3,4.2150000000000001E-5,0.30510000000000004,18500000000,16000,1.8899999999999999E-5,3620,22,22,4.5999999999999996,4.5999999999999996,10,10,15,0,60,0,15,-5,130,65,20,20,null,null,null,"AÇO","AWG",7.94,{"$f":"VLOOKUP(AB51,Parametros!$E$44:$F$55,2,FALSE)&\" \"&AD51& \" \"&AC51","v":"Cabo de Aço 7,94 AWG"}]
["9,53 AÇO",9.5300000000000003E-3,5.1140000000000002E-5,{"$f":"0.4068","v":0.40679999999999999},18500000000,16000,1.15E-5,4900,22,22,4.5999999999999996,4.5999999999999996,10,10,15,0,60,0,15,-5,60,0,20,20,null,null,null,"AÇO","AWG",9.5299999999999994,{"$f":"VLOOKUP(AB52,Parametros!$E$44:$F$55,2,FALSE)&\" \"&AD52& \" \"&AC52","v":"Cabo de Aço 9,53 AWG"}]
["35 mm² 15kV",{"$f":"13.6/1000","v":1.3599999999999999E-2},{"$f":"33.65/10^6","v":3.3649999999999998E-5},0.19,6118000000,6180,2.304E-5,464,10,10,2.2999999999999998,2.2999999999999998,10,10,15,0,60,0,15,-5,60,0,20,20,null,null,null,"XLPE",{"$f":"\"mm² \"&RIGHT(A53,4)","v":"mm² 15kV"},35,{"$f":"VLOOKUP(AB53,Parametros!$E$44:$F$55,2,FALSE)&\" \"&AD53& \" \"&AC53","v":"Cabo Protegido - XLPE 35 mm² 15kV"}]
["50 mm² 15kV",{"$f":"14.7/1000","v":1.47E-2},{"$f":"50/10^6","v":5.0000000000000002E-5},0.23499999999999999,6118000000,6180,2.304E-5,663,10,10,2.2999999999999998,2.2999999999999998,10,10,15,0,60,0,15,-5,60,0,20,20,null,null,null,"XLPE",{"$f":"\"mm² \"&RIGHT(A54,4)","v":"mm² 15kV"},50,{"$f":"VLOOKUP(AB54,Parametros!$E$44:$F$55,2,FALSE)&\" \"&AD54& \" \"&AC54","v":"Cabo Protegido - XLPE 50 mm² 15kV"}]
["70 mm² 15kV",{"$f":"16/1000","v":1.6E-2},{"$f":"70/10^6","v":6.9999999999999994E-5},0.315,8000000000,8000,1.91E-5,928,10,10,2.2999999999999998,2.2999999999999998,10,10,15,0,60,0,15,-5,60,0,20,20,null,null,null,"XLPE","mm² 15kV",70,{"$f":"VLOOKUP(AB55,Parametros!$E$44:$F$55,2,FALSE)&\" \"&AD55& \" \"&AC55","v":"Cabo Protegido - XLPE 70 mm² 15kV"}]
["95 mm² 15kV",{"$f":"18/1000","v":1.7999999999999999E-2},{"$f":"95/10^6","v":9.5000000000000005E-5},0.4,8000000000,8000,1.91E-5,1259,10,10,2.2999999999999998,2.2999999999999998,10,10,15,0,60,0,15,-5,60,0,20,20,null,null,null,"XLPE","mm² 15kV",95,{"$f":"VLOOKUP(AB56,Parametros!$E$44:$F$55,2,FALSE)&\" \"&AD56& \" \"&AC56","v":"Cabo Protegido - XLPE 95 mm² 15kV"}]
["120 mm² 15kV",{"$f":"19.4/1000","v":1.9399999999999997E-2},{"$f":"120/10^6","v":1.2E-4},0.5,8000000000,8000,1.91E-5,1591,10,10,2.2999999999999998,2.2999999999999998,10,10,15,0,60,0,15,-5,60,0,20,20,null,null,null,"XLPE","mm² 15kV",120,{"$f":"VLOOKUP(AB57,Parametros!$E$44:$F$55,2,FALSE)&\" \"&AD57& \" \"&AC57","v":"Cabo Protegido - XLPE 120 mm² 15kV"}]
["150 mm² 15kV",{"$f":"20.7/1000","v":2.07E-2},{"$f":"150/10^6","v":1.4999999999999999E-4},0.57999999999999996,8000000000,8000,1.91E-5,1988,10,10,2.2999999999999998,2.2999999999999998,10,10,15,0,60,0,15,-5,60,0,20,20,null,null,null,"XLPE","mm² 15kV",150,{"$f":"VLOOKUP(AB58,Parametros!$E$44:$F$55,2,FALSE)&\" \"&AD58& \" \"&AC58","v":"Cabo Protegido - XLPE 150 mm² 15kV"}]
["185 mm² 15kV",{"$f":"22.6/1000","v":2.2600000000000002E-2},{"$f":"185/10^6","v":1.85E-4},0.69499999999999995,7000000000,8000,2.12E-5,2452,10,10,2.2999999999999998,2.2999999999999998,10,10,15,0,60,0,15,-5,60,0,20,20,null,null,null,"XLPE","mm² 15kV",185,{"$f":"VLOOKUP(AB59,Parametros!$E$44:$F$55,2,FALSE)&\" \"&AD59& \" \"&AC59","v":"Cabo Protegido - XLPE 185 mm² 15kV"}]
["35 mm² 25kV",{"$f":"15.7/1000","v":1.5699999999999999E-2},{"$f":"33.65/10^6","v":3.3649999999999998E-5},0.23499999999999999,6118000000,6180,2.304E-5,464,10,10,2.2999999999999998,2.2999999999999998,10,10,15,0,60,0,15,-5,60,0,20,20,null,null,null,"XLPE","mm² 25kV",35,{"$f":"VLOOKUP(AB60,Parametros!$E$44:$F$55,2,FALSE)&\" \"&AD60& \" \"&AC60","v":"Cabo Protegido - XLPE 35 mm² 25kV"}]
["50 mm² 25kV",{"$f":"16.8/1000","v":1.6800000000000002E-2},{"$f":"50/10^6","v":5.0000000000000002E-5},0.28499999999999998,6118000000,6180,2.304E-5,663,10,10,2.2999999999999998,2.2999999999999998,10,10,15,0,60,0,15,-5,60,0,20,20,null,null,null,"XLPE","mm² 25kV",50,{"$f":"VLOOKUP(AB61,Parametros!$E$44:$F$55,2,FALSE)&\" \"&AD61& \" \"&AC61","v":"Cabo Protegido - XLPE 50 mm² 25kV"}]
["70 mm² 25kV",{"$f":"18.3/1000","v":1.83E-2},{"$f":"70/10^6","v":6.9999999999999994E-5},0.37,8000000000,8000,1.91E-5,928,10,10,2.2999999999999998,2.2999999999999998,10,10,15,0,60,0,15,-5,60,0,20,20,null,null,null,"XLPE","mm² 25kV",70,{"$f":"VLOOKUP(AB62,Parametros!$E$44:$F$55,2,FALSE)&\" \"&AD62& \" \"&AC62","v":"Cabo Protegido - XLPE 70 mm² 25kV"}]
["95 mm² 25kV",{"$f":"20.1/1000","v":2.01E-2},{"$f":"95/10^6","v":9.5000000000000005E-5},0.46,8000000000,8000,1.91E-5,1259,10,10,2.2999999999999998,2.2999999999999998,10,10,15,0,60,0,15,-5,60,0,20,20,null,null,null,"XLPE","mm² 25kV",95,{"$f":"VLOOKUP(AB63,Parametros!$E$44:$F$55,2,FALSE)&\" \"&AD63& \" \"&AC63","v":"Cabo Protegido - XLPE 95 mm² 25kV"}]
["120 mm² 25kV",{"$f":"21.5/1000","v":2.1499999999999998E-2},{"$f":"120/10^6","v":1.2E-4},0.65,8000000000,8000,1.91E-5,1591,10,10,2.2999999999999998,2.2999999999999998,10,10,15,0,60,0,15,-5,60,0,20,20,null,null,null,"XLPE","mm² 25kV",120,{"$f":"VLOOKUP(AB64,Parametros!$E$44:$F$55,2,FALSE)&\" \"&AD64& \" \"&AC64","v":"Cabo Protegido - XLPE 120 mm² 25kV"}]
["150 mm² 25kV",{"$f":"22.8/1000","v":2.2800000000000001E-2},{"$f":"150/10^6","v":1.4999999999999999E-4},0.77,8000000000,8000,1.91E-5,1988,10,10,2.2999999999999998,2.2999999999999998,10,10,15,0,60,0,15,-5,60,0,20,20,null,null,null,"XLPE","mm² 25kV",150,{"$f":"VLOOKUP(AB65,Parametros!$E$44:$F$55,2,FALSE)&\" \"&AD65& \" \"&AC65","v":"Cabo Protegido - XLPE 150 mm² 25kV"}]
["185 mm² 25kV",{"$f":"24.8/1000","v":2.4799999999999999E-2},{"$f":"185/10^6","v":1.85E-4},0.66300000000000003,8000000000,8000,2.12E-5,2452,10,10,2.2999999999999998,2.2999999999999998,10,10,15,0,60,0,15,-5,60,0,20,20,null,null,null,"XLPE","mm² 25kV",185,{"$f":"VLOOKUP(AB66,Parametros!$E$44:$F$55,2,FALSE)&\" \"&AD66& \" \"&AC66","v":"Cabo Protegido - XLPE 185 mm² 25kV"}]
["240 mm² 15kV",2.4500000000000001E-2,2.4000000000000001E-4,0.84099999999999997,8000000000,8000,2.3E-5,3182,10,10,2.2999999999999998,2.2999999999999998,10,10,15,0,60,0,15,-5,60,0,20,20,null,null,null,"XLPE","mm² 15kV",240,{"$f":"VLOOKUP(AB67,Parametros!$E$44:$F$55,2,FALSE)&\" \"&AD67& \" \"&AC67","v":"Cabo Protegido - XLPE 240 mm² 15kV"}]
["1#35(35CAL)CA-XLPE",{"$f":"17.7/1000","v":1.77E-2},{"$f":"((B68/2)^2)*PI()","v":2.460573906107866E-4},0.23499999999999999,6600000000,66000,2.304E-5,1222,20,20,12,12,20,20,15,0,60,0,15,-5,60,0,20,20,null,null,null,"CA-XLPE","mm²",35,{"$f":"VLOOKUP(AB68,Parametros!$E$44:$F$55,2,FALSE)& \" \"&A68","v":"Cabo Multiplexado 1#35(35CAL)CA-XLPE"}]
["1#50(50CAL)CA-XLPE",{"$f":"20.4/1000","v":2.0399999999999998E-2},3.2685129967948199E-4,0.313,6600000000,66000,2.304E-5,1640,20,20,12,12,20,20,15,0,60,0,15,-5,60,0,20,20,null,null,null,"CA-XLPE","mm²",50,{"$f":"VLOOKUP(AB69,Parametros!$E$44:$F$55,2,FALSE)& \" \"&A69","v":"Cabo Multiplexado 1#50(50CAL)CA-XLPE"}]
["2#35(35CAL)CA-XLPE",{"$f":"22.4/1000","v":2.24E-2},3.9408138246630365E-4,0.375,6600000000,66000,2.304E-5,1222,20,20,12,12,20,20,15,0,60,0,15,-5,60,0,20,20,null,null,null,"CA-XLPE","mm²",35,{"$f":"VLOOKUP(AB70,Parametros!$E$44:$F$55,2,FALSE)& \" \"&A70","v":"Cabo Multiplexado 2#35(35CAL)CA-XLPE"}]
["2#50(50CAL)CA-XLPE",{"$f":"24.9/1000","v":2.4899999999999999E-2},4.8695471528805188E-4,0.49099999999999999,6600000000,66000,2.304E-5,1640,20,20,12,12,20,20,15,0,60,0,15,-5,60,0,20,20,null,null,null,"CA-XLPE","mm²",50,{"$f":"VLOOKUP(AB71,Parametros!$E$44:$F$55,2,FALSE)& \" \"&A71","v":"Cabo Multiplexado 2#50(50CAL)CA-XLPE"}]
["3#35(35CAL)CA-XLPE",{"$f":"25.1/1000","v":2.5100000000000001E-2},4.948086969220265E-4,0.51500000000000001,6600000000,66000,2.304E-5,1222,20,20,12,12,20,20,15,0,60,0,15,-5,60,0,20,20,null,null,null,"CA-XLPE","mm²",35,{"$f":"VLOOKUP(AB72,Parametros!$E$44:$F$55,2,FALSE)& \" \"&A72","v":"Cabo Multiplexado 3#35(35CAL)CA-XLPE"}]
["3#50(50CAL)CA-XLPE",2.7900000000000001E-2,6.1136178437020783E-4,0.66900000000000004,6600000000,66000,2.304E-5,1640,20,20,12,12,20,20,15,0,60,0,15,-5,60,0,20,20,null,null,null,"CA-XLPE","mm²",50,{"$f":"VLOOKUP(AB73,Parametros!$E$44:$F$55,2,FALSE)& \" \"&A73","v":"Cabo Multiplexado 3#50(50CAL)CA-XLPE"}]
["3#70(70CAL)CA-XLPE",3.27E-2,8.3981840213925754E-4,0.93100000000000005,6600000000,66000,2.304E-5,2169,20,20,12,12,20,20,15,0,60,0,15,-5,60,0,20,20,null,null,null,"CA-XLPE","mm²",70,{"$f":"VLOOKUP(AB74,Parametros!$E$44:$F$55,2,FALSE)& \" \"&A74","v":"Cabo Multiplexado 3#70(70CAL)CA-XLPE"}]
["3#95(70CAL)CA-XLPE",3.7510000000000002E-2,1.1050552944400261E-3,{"$f":"1267/1000","v":1.2669999999999999},6400000000,64000,2.304E-5,2169,20,20,12,12,20,20,15,0,60,0,15,-5,60,0,20,20,null,null,null,"CA-XLPE","mm²",95,{"$f":"VLOOKUP(AB75,Parametros!$E$44:$F$55,2,FALSE)& \" \"&A75","v":"Cabo Multiplexado 3#95(70CAL)CA-XLPE"}]
["3#120(70CAL)CA-XLPE",4.1100000000000005E-2,1.326702431592604E-3,{"$f":"(1449/1000)","v":1.4490000000000001},6400000000,64000,2.304E-5,2169,20,20,12,12,20,20,15,0,60,0,15,-5,60,0,20,20,null,null,null,"CA-XLPE","mm²",120,{"$f":"VLOOKUP(AB76,Parametros!$E$44:$F$55,2,FALSE)& \" \"&A76","v":"Cabo Multiplexado 3#120(70CAL)CA-XLPE"}]
["2/0 CAL -1120 HELIUM",1.125E-2,{"$f":"77.3*10^-6","v":7.7299999999999995E-5},0.21099999999999999,5440000000,6520,2.3E-5,1797,40,40,18,18,33.33,33.33,15,0,60,0,15,-5,130,65,20,20,null,null,null,"CAL","AWG","2/0",{"$f":"VLOOKUP(AB77,Parametros!$E$44:$F$56,2,FALSE)&\" \"&AD77& \" \"&AC77","v":"Cabo de Liga de Alumínio - CAL 2/0 AWG"}]
["35 mm² 15kV - CONV",{"$f":"13.6/1000","v":1.3599999999999999E-2},{"$f":"33.65/10^6","v":3.3649999999999998E-5},0.19,6118000000,6180,2.304E-5,464,15,15,18,18,15,15,15,0,60,0,15,-5,60,0,20,20,null,null,null,"XLPE",{"$f":"\"mm² \"&RIGHT(A78,4)","v":"mm² CONV"},35,{"$f":"VLOOKUP(AB78,Parametros!$E$44:$F$55,2,FALSE)&\" \"&AD78& \" \"&AC78","v":"Cabo Protegido - XLPE 35 mm² CONV"}]
["120 mm² 15kV - CONV",{"$f":"19.4/1000","v":1.9399999999999997E-2},{"$f":"120/10^6","v":1.2E-4},0.5,8000000000,8000,1.91E-5,1591,15,15,18,18,15,15,15,0,60,0,15,-5,60,0,20,20,null,null,null,"XLPE",{"$f":"\"mm² \"&RIGHT(A79,4)","v":"mm² CONV"},120,{"$f":"VLOOKUP(AB79,Parametros!$E$44:$F$55,2,FALSE)&\" \"&AD79& \" \"&AC79","v":"Cabo Protegido - XLPE 120 mm² CONV"}]
[]
[]
[]
[]
[]
[]
[]
[]
[]
[]
[]
["Método para descobrir a Sção"]

{"sheet":"Engastamento","index":8,"n_rows":197,"n_cols":45,"rows_kept":197,"cut":false,"hidden":false,"merged":[[3,22,3,25],[145,22,145,25],[64,18,64,20],[86,21,86,22],[146,18,156,18],[116,18,124,18],[64,21,64,28],[65,27,65,28],[65,21,65,22],[5,18,13,18],[141,28,141,35],[140,28,140,35],[14,18,21,18],[63,29,64,32],[63,33,63,37],[107,18,115,18],[64,36,64,38],[64,7,64,9],[85,7,85,9],[85,14,85,16],[85,21,85,26],[64,10,64,13],[65,25,65,26],[72,51,72,52],[64,52,65,52],[64,51,65,51],[64,39,64,41],[64,49,65,49],[86,10,86,13],[85,1,85,6],[62,3,62,4],[56,10,56,13],[32,18,39,18],[55,10,55,13],[51,0,51,18],[64,14,64,17],[63,18,63,28],[53,10,53,13],[86,23,86,24],[86,25,86,26],[65,23,65,24],[54,10,54,13],[52,1,52,6],[63,1,63,10],[52,14,52,16],[95,22,96,25],[70,50,71,50],[61,49,61,52],[61,42,64,44],[61,33,61,41],[62,33,62,38],[62,39,62,41],[62,49,62,52],[64,50,65,50],[70,49,71,49],[63,39,63,41],[73,49,73,51],[64,33,64,35],[69,51,69,52],[70,51,71,52],[2,0,2,18],[3,0,3,3],[3,7,3,9],[3,10,3,13],[3,14,3,17],[3,4,3,6],[23,18,30,18],[41,18,50,18],[4,0,4,1],[134,0,141,0],[97,0,97,1],[125,18,133,18],[134,18,141,18],[98,0,106,0],[107,0,115,0],[116,0,124,0],[125,0,133,0],[97,18,106,18],[52,7,52,9],[57,10,57,13],[58,10,58,13],[60,1,60,2],[167,18,175,18],[177,18,185,18],[187,18,194,18],[146,0,146,1],[157,0,165,0],[167,0,175,0],[177,0,185,0],[147,0,155,0],[187,0,194,0],[157,18,165,18]]}
[]
[null,null,null,null,null,null,null,null,null,null,null,null,null,null,null,null,null,null,null,null,null,null,null,null,null,null,null,null,null,30]
["CÁLCULO    DO     ENGASTAMENTO"]
["Poste de concreto Tronco Cônico",null,null,null,"DADOS DO POSTE",null,null,"dados escora",null,null,"dados da base concretada",null,null,null,"VALOR DA TRAÇÃO NO TOPO  (daN)",null,null,null,"Poste",null,null,null,"Valores para Critários de Projetos"]
["Comprimento",null,"carga","peso","t","h*","b","m","n","c","d","P","q","K","SIMPLES ","ESCORA\nSIMPLES","ESCORA\nDUPLA","CONCRETADO",null,"Tipo Poste",null,null,"SIMPLES ","ESCORA\nSIMPLES","ESCORA\nDUPLA","CONCRETADO"]
[{"$f":"CONCATENATE(B6,C6)","v":"9150"},9,{"$f":"IF(Padroes!C10=\"\",\"\",Padroes!C10)","v":150},{"$f":"IF(Padroes!D10=\"\",\"\",Padroes!D10)","v":670},{"$f":"IF(D6=\"\",\"\",(0.6+0.1*B6))","v":1.5},{"$f":"IF(E6=\"\",\"\",(B6-E6-0.5))","v":7},{"$f":"IF(Padroes!E10=\"\",\"\",Padroes!E10)","v":0.32},{"$f":"IF(E6=\"\",\"\",Padroes!S$8)","v":1},{"$f":"IF(E6=\"\",\"\",Padroes!S$9)","v":0.2},{"$f":"IF(E6=\"\",\"\",Padroes!S$10)","v":0.5},{"$f":"IF(Padroes!AL13=\"\",\"\",Padroes!AL13)","v":0.6},{"$f":"IF(D6=\"\",\"\",(D6+(3.1416*K6^2*M6/4*2400)))","v":1077.1513600000001},{"$f":"Padroes!$AL$8","v":0.6},{"$f":"IF(E6=\"\",\"\",Padroes!$AL$23)","v":1},{"$f":"IF(E6=\"\",\"\",($B$63*G6*E6^3)/(F6+E6))","v":254.11764705882354},{"$f":"IF(E6=\"\",\"\",(3*$B$63*(2*J6*I6 - I6^2)*(H6-G6))*(E6-J6+I6/2)/(F6+E6/2) + O6)","v":346.77313092979125},{"$f":" IF(E6=\"\",\"\",(3*$B$63 * (2*E6*I6-I6^2)*(H6-G6) ) * (I6/2) / (F6+E6) + P6)","v":373.65313092979125},{"$f":"IF(E6=\"\",\"\",(N6*$B$63*K6*E6^3)/(F6+E6) + (K6*L6/(F6+E6)) * (0.5 - (2*L6/(3*$C$63*K6^2))))","v":508.42100197464134},9,{"$f":"IF(Padroes!F10=\"\",\"\",Padroes!F10)","v":"C-14"},null,null,{"$f":"IF(O6=\"\",\"\",O6*Parametros!$I$26)","v":203.29411764705884},{"$f":"IF(P6=\"\",\"\",P6*Parametros!$I$27)","v":277.41850474383301},{"$f":"IF(Q6=\"\",\"\",Q6*Parametros!$I$28)","v":298.92250474383303},{"$f":"IF(R6=\"\",\"\",R6*Parametros!$I$29)","v":508.42100197464134}]
[{"$f":"CONCATENATE(B7,C7)","v":"9200"},9,{"$f":"IF(Padroes!C11=\"\",\"\",Padroes!C11)","v":200},{"$f":"IF(Padroes!D11=\"\",\"\",Padroes!D11)","v":670},{"$f":"IF(D7=\"\",\"\",(0.6+0.1*B7))","v":1.5},{"$f":"IF(E7=\"\",\"\",(B7-E7-0.5))","v":7},{"$f":"IF(Padroes!E11=\"\",\"\",Padroes!E11)","v":0.32},{"$f":"IF(E7=\"\",\"\",Padroes!S$8)","v":1},{"$f":"IF(E7=\"\",\"\",Padroes!S$9)","v":0.2},{"$f":"IF(E7=\"\",\"\",Padroes!S$10)","v":0.5},{"$f":"IF(Padroes!AL15=\"\",\"\",Padroes!AL15)","v":0.7},{"$f":"IF(D7=\"\",\"\",(D7+(3.1416*K7^2*M7/4*2400)))","v":1224.17824},{"$f":"Padroes!$AL$8","v":0.6},{"$f":"IF(E7=\"\",\"\",Padroes!$AL$23)","v":1},254.11764705882354,346.77313092979125,373.65313092979125,599.57322225976691,null,{"$f":"IF(Padroes!F11=\"\",\"\",Padroes!F11)","v":"C-14"},null,null,{"$f":"IF(O7=\"\",\"\",O7*Parametros!$I$26)","v":203.29411764705884},{"$f":"IF(P7=\"\",\"\",P7*Parametros!$I$27)","v":277.41850474383301},{"$f":"IF(Q7=\"\",\"\",Q7*Parametros!$I$28)","v":298.92250474383303},{"$f":"IF(R7=\"\",\"\",R7*Parametros!$I$29)","v":599.57322225976691}]
["9300",9,{"$f":"IF(Padroes!C12=\"\",\"\",Padroes!C12)","v":300},{"$f":"IF(Padroes!D12=\"\",\"\",Padroes!D12)","v":820},1.5,7,{"$f":"IF(Padroes!E12=\"\",\"\",Padroes!E12)","v":0.35},{"$f":"IF(E8=\"\",\"\",Padroes!S$8)","v":1},{"$f":"IF(E8=\"\",\"\",Padroes!S$9)","v":0.2},{"$f":"IF(E8=\"\",\"\",Padroes!S$10)","v":0.5},{"$f":"IF(Padroes!AL16=\"\",\"\",Padroes!AL16)","v":0.9},1736.0905600000001,{"$f":"Padroes!$AL$8","v":0.6},{"$f":"IF(E8=\"\",\"\",Padroes!$AL$23)","v":1},277.94117647058823,366.5089184060721,392.20303605313092,796.11020460994825,null,{"$f":"IF(Padroes!F12=\"\",\"\",Padroes!F12)","v":"C-17"},null,null,{"$f":"IF(O8=\"\",\"\",O8*Parametros!$I$26)","v":222.35294117647061},{"$f":"IF(P8=\"\",\"\",P8*Parametros!$I$27)","v":293.20713472485767},{"$f":"IF(Q8=\"\",\"\",Q8*Parametros!$I$28)","v":313.76242884250473},{"$f":"IF(R8=\"\",\"\",R8*Parametros!$I$29)","v":796.11020460994825}]
["9400",9,{"$f":"IF(Padroes!C13=\"\",\"\",Padroes!C13)","v":400},{"$f":"IF(Padroes!D13=\"\",\"\",Padroes!D13)","v":820},1.5,7,{"$f":"IF(Padroes!E13=\"\",\"\",Padroes!E13)","v":0.35},{"$f":"IF(E9=\"\",\"\",Padroes!S$8)","v":1},{"$f":"IF(E9=\"\",\"\",Padroes!S$9)","v":0.2},{"$f":"IF(E9=\"\",\"\",Padroes!S$10)","v":0.5},{"$f":"IF(Padroes!AL17=\"\",\"\",Padroes!AL17)","v":1.3},2731.34944,{"$f":"Padroes!$AL$8","v":0.6},{"$f":"IF(E9=\"\",\"\",Padroes!$AL$23)","v":1},277.94117647058823,366.5089184060721,392.20303605313092,1223.2171719254579,null,{"$f":"IF(Padroes!F13=\"\",\"\",Padroes!F13)","v":"C-17"},null,null,{"$f":"IF(O9=\"\",\"\",O9*Parametros!$I$26)","v":222.35294117647061},{"$f":"IF(P9=\"\",\"\",P9*Parametros!$I$27)","v":293.20713472485767},{"$f":"IF(Q9=\"\",\"\",Q9*Parametros!$I$28)","v":313.76242884250473},{"$f":"IF(R9=\"\",\"\",R9*Parametros!$I$29)","v":1223.2171719254579}]
["9600",9,{"$f":"IF(Padroes!C14=\"\",\"\",Padroes!C14)","v":600},{"$f":"IF(Padroes!D14=\"\",\"\",Padroes!D14)","v":1000},1.5,7,{"$f":"IF(Padroes!E14=\"\",\"\",Padroes!E14)","v":0.37},{"$f":"IF(E10=\"\",\"\",Padroes!S$8)","v":1},{"$f":"IF(E10=\"\",\"\",Padroes!S$9)","v":0.2},{"$f":"IF(E10=\"\",\"\",Padroes!S$10)","v":0.5},{"$f":"IF(Padroes!AL18=\"\",\"\",Padroes!AL18)","v":1.6},3895.2985600000006,{"$f":"Padroes!$AL$8","v":0.6},{"$f":"IF(E10=\"\",\"\",Padroes!$AL$23)","v":1},293.8235294117647,379.66611005692596,404.56963946869064,1607.4529019773763,null,{"$f":"IF(Padroes!F14=\"\",\"\",Padroes!F14)","v":"C-19"},null,null,{"$f":"IF(O10=\"\",\"\",O10*Parametros!$I$26)","v":235.05882352941177},{"$f":"IF(P10=\"\",\"\",P10*Parametros!$I$27)","v":303.73288804554079},{"$f":"IF(Q10=\"\",\"\",Q10*Parametros!$I$28)","v":323.65571157495253},{"$f":"IF(R10=\"\",\"\",R10*Parametros!$I$29)","v":1607.4529019773763}]
["91000",9,{"$f":"IF(Padroes!C15=\"\",\"\",Padroes!C15)","v":1000},{"$f":"IF(Padroes!D15=\"\",\"\",Padroes!D15)","v":1160},1.5,7,{"$f":"IF(Padroes!E15=\"\",\"\",Padroes!E15)","v":0.41},{"$f":"IF(E11=\"\",\"\",Padroes!S$8)","v":1},{"$f":"IF(E11=\"\",\"\",Padroes!S$9)","v":0.2},{"$f":"IF(E11=\"\",\"\",Padroes!S$10)","v":0.5},{"$f":"IF(Padroes!AL19=\"\",\"\",Padroes!AL19)","v":1.6},4055.2985600000006,{"$f":"Padroes!$AL$8","v":0.6},{"$f":"IF(E11=\"\",\"\",Padroes!$AL$23)","v":1},325.58823529411762,405.98049335863379,429.30284629981026,1620.0174205279645,null,{"$f":"IF(Padroes!F15=\"\",\"\",Padroes!F15)","v":"C-23"},null,null,{"$f":"IF(O11=\"\",\"\",O11*Parametros!$I$26)","v":260.47058823529409},{"$f":"IF(P11=\"\",\"\",P11*Parametros!$I$27)","v":324.78439468690704},{"$f":"IF(Q11=\"\",\"\",Q11*Parametros!$I$28)","v":343.44227703984825},{"$f":"IF(R11=\"\",\"\",R11*Parametros!$I$29)","v":1620.0174205279645}]
["",null,{"$f":"IF(Padroes!C16=\"\",\"\",Padroes!C16)","v":""},{"$f":"IF(Padroes!D16=\"\",\"\",Padroes!D16)","v":""},"","",{"$f":"IF(Padroes!E16=\"\",\"\",Padroes!E16)","v":""},{"$f":"IF(E12=\"\",\"\",Padroes!S$8)","v":""},{"$f":"IF(E12=\"\",\"\",Padroes!S$9)","v":""},{"$f":"IF(E12=\"\",\"\",Padroes!S$10)","v":""},{"$f":"IF(Padroes!AL20=\"\",\"\",Padroes!AL20)","v":1.8},"",{"$f":"Padroes!$AL$8","v":0.6},{"$f":"IF(E12=\"\",\"\",Padroes!$AL$23)","v":""},"","","","",null,{"$f":"IF(Padroes!F16=\"\",\"\",Padroes!F16)","v":""},null,null,{"$f":"IF(O12=\"\",\"\",O12*Parametros!$I$26)","v":""},{"$f":"IF(P12=\"\",\"\",P12*Parametros!$I$27)","v":""},{"$f":"IF(Q12=\"\",\"\",Q12*Parametros!$I$28)","v":""},{"$f":"IF(R12=\"\",\"\",R12*Parametros!$I$29)","v":""}]
["",null,{"$f":"IF(Padroes!C17=\"\",\"\",Padroes!C17)","v":""},{"$f":"IF(Padroes!D17=\"\",\"\",Padroes!D17)","v":""},"","",{"$f":"IF(Padroes!E17=\"\",\"\",Padroes!E17)","v":""},{"$f":"IF(E13=\"\",\"\",Padroes!S$8)","v":""},{"$f":"IF(E13=\"\",\"\",Padroes!S$9)","v":""},{"$f":"IF(E13=\"\",\"\",Padroes!S$10)","v":""},{"$f":"IF(Padroes!AL21=\"\",\"\",Padroes!AL21)","v":1.8},"",{"$f":"Padroes!$AL$8","v":0.6},{"$f":"IF(E13=\"\",\"\",Padroes!$AL$23)","v":""},"","","","",null,{"$f":"IF(Padroes!F17=\"\",\"\",Padroes!F17)","v":""},null,null,{"$f":"IF(O13=\"\",\"\",O13*Parametros!$I$26)","v":""},{"$f":"IF(P13=\"\",\"\",P13*Parametros!$I$27)","v":""},{"$f":"IF(Q13=\"\",\"\",Q13*Parametros!$I$28)","v":""},{"$f":"IF(R13=\"\",\"\",R13*Parametros!$I$29)","v":""}]
[9,9,{"$f":"IF(Engastamento_Profundo!F$4=9,Engastamento_Profundo!F$5, 0)","v":0},{"$f":"IF(Engastamento_Profundo!F$6=\"\",VLOOKUP(C14,Padroes!$C$10:$D$17,2,FALSE),Engastamento_Profundo!$F$6 )","v":{"$error":"#N/A"}},{"$f":"IF(Engastamento_Profundo!$F$8=\"\",1.5,Engastamento_Profundo!$F8)","v":2.6174003654521991},{"$f":"IF(Engastamento_Profundo!F$17=\"\",7,Engastamento_Profundo!F$17)","v":7},{"$f":"IF(Engastamento_Profundo!F$7=\"\",VLOOKUP(C14,Padroes!$C$10:$E$17,3,FALSE),Engastamento_Profundo!F$7)","v":{"$error":"#N/A"}},{"$f":"IF(Engastamento_Profundo!F$10=\"\",Padroes!$S$8,Engastamento_Profundo!F$10)","v":1},{"$f":"IF(Engastamento_Profundo!F$11=\"\",Padroes!$S$9,Engastamento_Profundo!F$11)","v":0.2},{"$f":"IF(Engastamento_Profundo!F$12=\"\",Padroes!$S$10,Engastamento_Profundo!F$12)","v":0.5},{"$f":"IF(Engastamento_Profundo!F$14=\"\",VLOOKUP(C14,$C$6:$K$13,9,FALSE),Engastamento_Profundo!F$14)","v":{"$error":"#N/A"}},{"$f":"D14+(3.1416*K14^2*M14/4*2400)","v":{"$error":"#N/A"}},{"$f":"Padroes!$AL$8","v":0.6},1,{"$error":"#N/A"},{"$error":"#N/A"},{"$error":"#N/A"},{"$error":"#N/A"},null,{"$f":"IF(Padroes!F18=\"\",\"\",Padroes!F18)","v":"C-14"},null,null,{"$f":"IF(O14=\"\",\"\",O14*Parametros!$I$26)","v":{"$error":"#N/A"}},{"$f":"IF(P14=\"\",\"\",P14*Parametros!$I$27)","v":{"$error":"#N/A"}},{"$f":"IF(Q14=\"\",\"\",Q14*Parametros!$I$28)","v":{"$error":"#N/A"}},{"$f":"IF(R14=\"\",\"\",R14*Parametros!$I$29)","v":{"$error":"#N/A"}}]
["10150",10,{"$f":"IF(Padroes!C18=\"\",\"\",Padroes!C18)","v":150},{"$f":"IF(Padroes!D18=\"\",\"\",Padroes!D18)","v":750},1.6,{"$f":"IF(E15=\"\",\"\",(B15-E15-0.2))","v":8.2000000000000011},{"$f":"IF(Padroes!E18=\"\",\"\",Padroes!E18)","v":0.34},{"$f":"IF(E15=\"\",\"\",Padroes!S$8)","v":1},{"$f":"IF(E15=\"\",\"\",Padroes!S$9)","v":0.2},{"$f":"IF(E15=\"\",\"\",Padroes!S$10)","v":0.5},{"$f":"IF(Padroes!AL13=\"\",\"\",Padroes!AL13)","v":0.6},1191.0806399999999,{"$f":"Padroes!AL$9","v":0.65},{"$f":"IF(E15=\"\",\"\",Padroes!$AL$23)","v":1},284.21224489795924,368.6922448979592,392.93714285714287,531.57878108397824,10,{"$f":"IF(Padroes!F19=\"\",\"\",Padroes!F19)","v":"C-17"},null,null,{"$f":"IF(O15=\"\",\"\",O15*Parametros!$I$26)","v":227.3697959183674},{"$f":"IF(P15=\"\",\"\",P15*Parametros!$I$27)","v":294.95379591836735},{"$f":"IF(Q15=\"\",\"\",Q15*Parametros!$I$28)","v":314.3497142857143},{"$f":"IF(R15=\"\",\"\",R15*Parametros!$I$29)","v":531.57878108397824}]
["10300",10,{"$f":"IF(Padroes!C19=\"\",\"\",Padroes!C19)","v":300},{"$f":"IF(Padroes!D19=\"\",\"\",Padroes!D19)","v":910},1.6,{"$f":"IF(E16=\"\",\"\",(B16-E16-0.2))","v":8.2000000000000011},{"$f":"IF(Padroes!E19=\"\",\"\",Padroes!E19)","v":0.37},{"$f":"IF(E16=\"\",\"\",Padroes!S$8)","v":1},{"$f":"IF(E16=\"\",\"\",Padroes!S$9)","v":0.2},{"$f":"IF(E16=\"\",\"\",Padroes!S$10)","v":0.5},{"$f":"IF(Padroes!AL15=\"\",\"\",Padroes!AL15)","v":0.7},1510.3597599999998,{"$f":"Padroes!AL$9","v":0.65},{"$f":"IF(E16=\"\",\"\",Padroes!$AL$23)","v":1},309.28979591836742,389.9297959183674,413.07265306122457,630.21669073031194,null,{"$f":"IF(Padroes!F20=\"\",\"\",Padroes!F20)","v":"C-17"},null,null,{"$f":"IF(O16=\"\",\"\",O16*Parametros!$I$26)","v":247.43183673469395},{"$f":"IF(P16=\"\",\"\",P16*Parametros!$I$27)","v":311.94383673469395},{"$f":"IF(Q16=\"\",\"\",Q16*Parametros!$I$28)","v":330.45812244897968},{"$f":"IF(R16=\"\",\"\",R16*Parametros!$I$29)","v":630.21669073031194}]
["10400",10,{"$f":"IF(Padroes!C20=\"\",\"\",Padroes!C20)","v":400},{"$f":"IF(Padroes!D20=\"\",\"\",Padroes!D20)","v":910},1.6,8.2000000000000011,{"$f":"IF(Padroes!E20=\"\",\"\",Padroes!E20)","v":0.37},{"$f":"IF(E17=\"\",\"\",Padroes!S$8)","v":1},{"$f":"IF(E17=\"\",\"\",Padroes!S$9)","v":0.2},{"$f":"IF(E17=\"\",\"\",Padroes!S$10)","v":0.5},{"$f":"IF(Padroes!AL16=\"\",\"\",Padroes!AL16)","v":0.9},1902.4314400000001,{"$f":"Padroes!AL$9","v":0.65},{"$f":"IF(E17=\"\",\"\",Padroes!$AL$23)","v":1},309.28979591836742,389.9297959183674,413.07265306122457,828.74053548329425,null,{"$f":"IF(Padroes!F21=\"\",\"\",Padroes!F21)","v":"C-19"},null,null,{"$f":"IF(O17=\"\",\"\",O17*Parametros!$I$26)","v":247.43183673469395},{"$f":"IF(P17=\"\",\"\",P17*Parametros!$I$27)","v":311.94383673469395},{"$f":"IF(Q17=\"\",\"\",Q17*Parametros!$I$28)","v":330.45812244897968},{"$f":"IF(R17=\"\",\"\",R17*Parametros!$I$29)","v":828.74053548329425}]
["10600",10,{"$f":"IF(Padroes!C21=\"\",\"\",Padroes!C21)","v":600},{"$f":"IF(Padroes!D21=\"\",\"\",Padroes!D21)","v":1090},1.6,8.2000000000000011,{"$f":"IF(Padroes!E21=\"\",\"\",Padroes!E21)","v":0.39},{"$f":"IF(E18=\"\",\"\",Padroes!S$8)","v":1},{"$f":"IF(E18=\"\",\"\",Padroes!S$9)","v":0.2},{"$f":"IF(E18=\"\",\"\",Padroes!S$10)","v":0.5},{"$f":"IF(Padroes!AL17=\"\",\"\",Padroes!AL17)","v":1.3},3160.6285600000001,{"$f":"Padroes!AL$9","v":0.65},{"$f":"IF(E18=\"\",\"\",Padroes!$AL$23)","v":1},326.00816326530617,404.08816326530615,426.49632653061229,1275.4177804305857,null,{"$f":"IF(Padroes!F22=\"\",\"\",Padroes!F22)","v":"C-23"},null,null,{"$f":"IF(O18=\"\",\"\",O18*Parametros!$I$26)","v":260.80653061224496},{"$f":"IF(P18=\"\",\"\",P18*Parametros!$I$27)","v":323.27053061224495},{"$f":"IF(Q18=\"\",\"\",Q18*Parametros!$I$28)","v":341.19706122448986},{"$f":"IF(R18=\"\",\"\",R18*Parametros!$I$29)","v":1275.4177804305857}]
["101000",10,{"$f":"IF(Padroes!C22=\"\",\"\",Padroes!C22)","v":1000},{"$f":"IF(Padroes!D22=\"\",\"\",Padroes!D22)","v":1350},1.6,8.2000000000000011,{"$f":"IF(Padroes!E22=\"\",\"\",Padroes!E22)","v":0.43},{"$f":"IF(E19=\"\",\"\",Padroes!S$8)","v":1},{"$f":"IF(E19=\"\",\"\",Padroes!S$9)","v":0.2},{"$f":"IF(E19=\"\",\"\",Padroes!S$10)","v":0.5},{"$f":"IF(Padroes!AL18=\"\",\"\",Padroes!AL18)","v":1.6},4486.573440000001,{"$f":"Padroes!AL$9","v":0.65},{"$f":"IF(E19=\"\",\"\",Padroes!$AL$23)","v":1},359.44489795918372,432.4048979591837,453.3436734693878,1669.4867072916441,null,{"$f":"IF(Padroes!F23=\"\",\"\",Padroes!F23)","v":"C-29"},null,null,{"$f":"IF(O19=\"\",\"\",O19*Parametros!$I$26)","v":287.55591836734698},{"$f":"IF(P19=\"\",\"\",P19*Parametros!$I$27)","v":345.92391836734697},{"$f":"IF(Q19=\"\",\"\",Q19*Parametros!$I$28)","v":362.67493877551027},{"$f":"IF(R19=\"\",\"\",R19*Parametros!$I$29)","v":1669.4867072916441}]
["101500",10,{"$f":"IF(Padroes!C23=\"\",\"\",Padroes!C23)","v":1500},{"$f":"IF(Padroes!D23=\"\",\"\",Padroes!D23)","v":1900},1.6,8.2000000000000011,{"$f":"IF(Padroes!E23=\"\",\"\",Padroes!E23)","v":0.49},{"$f":"IF(E20=\"\",\"\",Padroes!S$8)","v":1},{"$f":"IF(E20=\"\",\"\",Padroes!S$9)","v":0.2},{"$f":"IF(E20=\"\",\"\",Padroes!S$10)","v":0.5},{"$f":"IF(Padroes!AL19=\"\",\"\",Padroes!AL19)","v":1.6},5036.573440000001,{"$f":"Padroes!AL$9","v":0.65},{"$f":"IF(E20=\"\",\"\",Padroes!$AL$23)","v":1},409.60000000000008,474.88000000000011,493.61469387755113,1705.4769610603514,null,{"$f":"IF(Padroes!F24=\"\",\"\",Padroes!F24)","v":""},null,null,{"$f":"IF(O20=\"\",\"\",O20*Parametros!$I$26)","v":327.68000000000006},{"$f":"IF(P20=\"\",\"\",P20*Parametros!$I$27)","v":379.90400000000011},{"$f":"IF(Q20=\"\",\"\",Q20*Parametros!$I$28)","v":394.89175510204092},{"$f":"IF(R20=\"\",\"\",R20*Parametros!$I$29)","v":1705.4769610603514}]
["",null,{"$f":"IF(Padroes!C24=\"\",\"\",Padroes!C24)","v":""},{"$f":"IF(Padroes!D24=\"\",\"\",Padroes!D24)","v":""},"","",{"$f":"IF(Padroes!E24=\"\",\"\",Padroes!E24)","v":""},{"$f":"IF(E21=\"\",\"\",Padroes!S$8)","v":""},{"$f":"IF(E21=\"\",\"\",Padroes!S$9)","v":""},{"$f":"IF(E21=\"\",\"\",Padroes!S$10)","v":""},{"$f":"IF(Padroes!AL20=\"\",\"\",Padroes!AL20)","v":1.8},"",{"$f":"Padroes!AL$9","v":0.65},{"$f":"IF(E21=\"\",\"\",Padroes!$AL$23)","v":""},"","","","",null,{"$f":"IF(Padroes!F25=\"\",\"\",Padroes!F25)","v":""},null,null,{"$f":"IF(O21=\"\",\"\",O21*Parametros!$I$26)","v":""},{"$f":"IF(P21=\"\",\"\",P21*Parametros!$I$27)","v":""},{"$f":"IF(Q21=\"\",\"\",Q21*Parametros!$I$28)","v":""},{"$f":"IF(R21=\"\",\"\",R21*Parametros!$I$29)","v":""}]
["",null,{"$f":"IF(Padroes!C25=\"\",\"\",Padroes!C25)","v":""},{"$f":"IF(Padroes!D25=\"\",\"\",Padroes!D25)","v":""},"","",{"$f":"IF(Padroes!E25=\"\",\"\",Padroes!E25)","v":""},{"$f":"IF(E22=\"\",\"\",Padroes!S$8)","v":""},{"$f":"IF(E22=\"\",\"\",Padroes!S$9)","v":""},{"$f":"IF(E22=\"\",\"\",Padroes!S$10)","v":""},{"$f":"IF(Padroes!AL21=\"\",\"\",Padroes!AL21)","v":1.8},"",{"$f":"Padroes!AL$9","v":0.65},{"$f":"IF(E22=\"\",\"\",Padroes!$AL$23)","v":""},"","","","",null,{"$f":"IF(Padroes!F26=\"\",\"\",Padroes!F26)","v":"C-14"},null,null,{"$f":"IF(O22=\"\",\"\",O22*Parametros!$I$26)","v":""},{"$f":"IF(P22=\"\",\"\",P22*Parametros!$I$27)","v":""},{"$f":"IF(Q22=\"\",\"\",Q22*Parametros!$I$28)","v":""},{"$f":"IF(R22=\"\",\"\",R22*Parametros!$I$29)","v":""}]
[10,10,{"$f":"IF(Engastamento_Profundo!F$4=10,Engastamento_Profundo!F$5, 0)","v":0},{"$f":"IF(Engastamento_Profundo!F$6=\"\",VLOOKUP(C23,Padroes!$C$18:$E$25,2,FALSE),Engastamento_Profundo!$F$6 )","v":{"$error":"#N/A"}},{"$f":"IF(Engastamento_Profundo!$F$8=\"\",1.6,Engastamento_Profundo!$F$8)","v":2.6174003654521991},{"$f":"IF(Engastamento_Profundo!F$17=\"\",8.2,Engastamento_Profundo!F$17)","v":8.1999999999999993},{"$f":"IF(Engastamento_Profundo!F$7=\"\",VLOOKUP(C23,Padroes!$C$18:$E$25,3,FALSE),Engastamento_Profundo!F$7)","v":{"$error":"#N/A"}},{"$f":"IF(Engastamento_Profundo!F$10=\"\",Padroes!$S$8,Engastamento_Profundo!F$10)","v":1},{"$f":"IF(Engastamento_Profundo!F$11=\"\",Padroes!$S$9,Engastamento_Profundo!F$11)","v":0.2},{"$f":"IF(Engastamento_Profundo!F$12=\"\",Padroes!$S$10,Engastamento_Profundo!F$12)","v":0.5},{"$f":"IF(Engastamento_Profundo!F$14=\"\",VLOOKUP(C23,$C$15:$K$22,9,FALSE),Engastamento_Profundo!F$14)","v":{"$error":"#N/A"}},{"$f":"D23+(3.1416*K23^2*M23/4*2400)","v":{"$error":"#N/A"}},{"$f":"Padroes!$AL$9","v":0.65},1,{"$error":"#N/A"},{"$error":"#N/A"},{"$error":"#N/A"},{"$error":"#N/A"},null,{"$f":"IF(Padroes!F27=\"\",\"\",Padroes!F27)","v":"C-17"},null,null,{"$f":"IF(O23=\"\",\"\",O23*Parametros!$I$26)","v":{"$error":"#N/A"}},{"$f":"IF(P23=\"\",\"\",P23*Parametros!$I$27)","v":{"$error":"#N/A"}},{"$f":"IF(Q23=\"\",\"\",Q23*Parametros!$I$28)","v":{"$error":"#N/A"}},{"$f":"IF(R23=\"\",\"\",R23*Parametros!$I$29)","v":{"$error":"#N/A"}}]
["11200",11,{"$f":"IF(Padroes!C26=\"\",\"\",Padroes!C26)","v":200},{"$f":"IF(Padroes!D26=\"\",\"\",Padroes!D26)","v":870},1.7000000000000002,9.1000000000000014,{"$f":"IF(Padroes!E26=\"\",\"\",Padroes!E26)","v":0.36},{"$f":"IF(E24=\"\",\"\",Padroes!S$8)","v":1},{"$f":"IF(E24=\"\",\"\",Padroes!S$9)","v":0.2},{"$f":"IF(E24=\"\",\"\",Padroes!S$10)","v":0.5},{"$f":"IF(Padroes!AL13=\"\",\"\",Padroes!AL13)","v":0.6},1345.00992,{"$f":"Padroes!AL$10","v":0.7},{"$f":"IF(E24=\"\",\"\",Padroes!$AL$23)","v":1},327.53333333333342,407.80670016750429,430.56225572305988,575.80561841605595,11,{"$f":"IF(Padroes!F28=\"\",\"\",Padroes!F28)","v":"C-17"},null,null,{"$f":"IF(O24=\"\",\"\",O24*Parametros!$I$26)","v":262.02666666666676},{"$f":"IF(P24=\"\",\"\",P24*Parametros!$I$27)","v":326.24536013400348},{"$f":"IF(Q24=\"\",\"\",Q24*Parametros!$I$28)","v":344.44980457844792},{"$f":"IF(R24=\"\",\"\",R24*Parametros!$I$29)","v":575.80561841605595}]
["11300",11,{"$f":"IF(Padroes!C27=\"\",\"\",Padroes!C27)","v":300},{"$f":"IF(Padroes!D27=\"\",\"\",Padroes!D27)","v":1030},1.7000000000000002,9.1000000000000014,{"$f":"IF(Padroes!E27=\"\",\"\",Padroes!E27)","v":0.39},{"$f":"IF(E25=\"\",\"\",Padroes!S$8)","v":1},{"$f":"IF(E25=\"\",\"\",Padroes!S$9)","v":0.2},{"$f":"IF(E25=\"\",\"\",Padroes!S$10)","v":0.5},{"$f":"IF(Padroes!AL15=\"\",\"\",Padroes!AL15)","v":0.7},1676.5412799999999,{"$f":"Padroes!AL$10","v":0.7},{"$f":"IF(E25=\"\",\"\",Padroes!$AL$23)","v":1},354.82777777777784,431.33833054159697,453.02721943048584,681.28812115152016,null,{"$f":"IF(Padroes!F29=\"\",\"\",Padroes!F29)","v":"C-19"},null,null,{"$f":"IF(O25=\"\",\"\",O25*Parametros!$I$26)","v":283.86222222222227},{"$f":"IF(P25=\"\",\"\",P25*Parametros!$I$27)","v":345.07066443327761},{"$f":"IF(Q25=\"\",\"\",Q25*Parametros!$I$28)","v":362.42177554438871},{"$f":"IF(R25=\"\",\"\",R25*Parametros!$I$29)","v":681.28812115152016}]
["11400",11,{"$f":"IF(Padroes!C28=\"\",\"\",Padroes!C28)","v":400},{"$f":"IF(Padroes!D28=\"\",\"\",Padroes!D28)","v":1030},1.7000000000000002,9.1000000000000014,{"$f":"IF(Padroes!E28=\"\",\"\",Padroes!E28)","v":0.39},{"$f":"IF(E26=\"\",\"\",Padroes!S$8)","v":1},{"$f":"IF(E26=\"\",\"\",Padroes!S$9)","v":0.2},{"$f":"IF(E26=\"\",\"\",Padroes!S$10)","v":0.5},{"$f":"IF(Padroes!AL16=\"\",\"\",Padroes!AL16)","v":0.9},2098.77232,{"$f":"Padroes!AL$10","v":0.7},{"$f":"IF(E26=\"\",\"\",Padroes!$AL$23)","v":1},354.82777777777784,431.33833054159697,453.02721943048584,894.19755653992274,null,{"$f":"IF(Padroes!F30=\"\",\"\",Padroes!F30)","v":"C-23"},null,null,{"$f":"IF(O26=\"\",\"\",O26*Parametros!$I$26)","v":283.86222222222227},{"$f":"IF(P26=\"\",\"\",P26*Parametros!$I$27)","v":345.07066443327761},{"$f":"IF(Q26=\"\",\"\",Q26*Parametros!$I$28)","v":362.42177554438871},{"$f":"IF(R26=\"\",\"\",R26*Parametros!$I$29)","v":894.19755653992274}]
["11600",11,{"$f":"IF(Padroes!C29=\"\",\"\",Padroes!C29)","v":600},{"$f":"IF(Padroes!D29=\"\",\"\",Padroes!D29)","v":1260},1.7000000000000002,9.1000000000000014,{"$f":"IF(Padroes!E29=\"\",\"\",Padroes!E29)","v":0.41},{"$f":"IF(E27=\"\",\"\",Padroes!S$8)","v":1},{"$f":"IF(E27=\"\",\"\",Padroes!S$9)","v":0.2},{"$f":"IF(E27=\"\",\"\",Padroes!S$10)","v":0.5},{"$f":"IF(Padroes!AL17=\"\",\"\",Padroes!AL17)","v":1.3},3489.9076799999998,{"$f":"Padroes!AL$10","v":0.7},{"$f":"IF(E27=\"\",\"\",Padroes!$AL$23)","v":1},373.02407407407412,447.02608412432539,468.00386190210315,1369.6671300951132,null,{"$f":"IF(Padroes!F31=\"\",\"\",Padroes!F31)","v":"C-29"},null,null,{"$f":"IF(O27=\"\",\"\",O27*Parametros!$I$26)","v":298.41925925925932},{"$f":"IF(P27=\"\",\"\",P27*Parametros!$I$27)","v":357.62086729946031},{"$f":"IF(Q27=\"\",\"\",Q27*Parametros!$I$28)","v":374.40308952168255},{"$f":"IF(R27=\"\",\"\",R27*Parametros!$I$29)","v":1369.6671300951132}]
["111000",11,{"$f":"IF(Padroes!C30=\"\",\"\",Padroes!C30)","v":1000},{"$f":"IF(Padroes!D30=\"\",\"\",Padroes!D30)","v":1600},1.7000000000000002,9.1000000000000014,{"$f":"IF(Padroes!E30=\"\",\"\",Padroes!E30)","v":0.45},{"$f":"IF(E28=\"\",\"\",Padroes!S$8)","v":1},{"$f":"IF(E28=\"\",\"\",Padroes!S$9)","v":0.2},{"$f":"IF(E28=\"\",\"\",Padroes!S$10)","v":0.5},{"$f":"IF(Padroes!AL18=\"\",\"\",Padroes!AL18)","v":1.6},4977.848320000001,{"$f":"Padroes!AL$10","v":0.7},{"$f":"IF(E28=\"\",\"\",Padroes!$AL$23)","v":1},409.41666666666669,478.40159128978223,497.95714684533777,1786.1940516405452,null,{"$f":"IF(Padroes!F32=\"\",\"\",Padroes!F32)","v":""},null,null,{"$f":"IF(O28=\"\",\"\",O28*Parametros!$I$26)","v":327.53333333333336},{"$f":"IF(P28=\"\",\"\",P28*Parametros!$I$27)","v":382.72127303182583},{"$f":"IF(Q28=\"\",\"\",Q28*Parametros!$I$28)","v":398.36571747627022},{"$f":"IF(R28=\"\",\"\",R28*Parametros!$I$29)","v":1786.1940516405452}]
["111500",11,{"$f":"IF(Padroes!C31=\"\",\"\",Padroes!C31)","v":1500},{"$f":"IF(Padroes!D31=\"\",\"\",Padroes!D31)","v":2100},1.7000000000000002,9.1000000000000014,{"$f":"IF(Padroes!E31=\"\",\"\",Padroes!E31)","v":0.51},{"$f":"IF(E29=\"\",\"\",Padroes!S$8)","v":1},{"$f":"IF(E29=\"\",\"\",Padroes!S$9)","v":0.2},{"$f":"IF(E29=\"\",\"\",Padroes!S$10)","v":0.5},{"$f":"IF(Padroes!AL19=\"\",\"\",Padroes!AL19)","v":1.6},5477.848320000001,{"$f":"Padroes!AL$10","v":0.7},{"$f":"IF(E29=\"\",\"\",Padroes!$AL$23)","v":1},464.00555555555565,525.46485203796772,542.88707426018993,1815.1634215170884,null,{"$f":"IF(Padroes!F33=\"\",\"\",Padroes!F33)","v":""},null,null,{"$f":"IF(O29=\"\",\"\",O29*Parametros!$I$26)","v":371.20444444444456},{"$f":"IF(P29=\"\",\"\",P29*Parametros!$I$27)","v":420.37188163037422},{"$f":"IF(Q29=\"\",\"\",Q29*Parametros!$I$28)","v":434.30965940815196},{"$f":"IF(R29=\"\",\"\",R29*Parametros!$I$29)","v":1815.1634215170884}]
["",null,{"$f":"IF(Padroes!C32=\"\",\"\",Padroes!C32)","v":""},{"$f":"IF(Padroes!D32=\"\",\"\",Padroes!D32)","v":""},"","",{"$f":"IF(Padroes!E32=\"\",\"\",Padroes!E32)","v":""},{"$f":"IF(E30=\"\",\"\",Padroes!S$8)","v":""},{"$f":"IF(E30=\"\",\"\",Padroes!S$9)","v":""},{"$f":"IF(E30=\"\",\"\",Padroes!S$10)","v":""},{"$f":"IF(Padroes!AL20=\"\",\"\",Padroes!AL20)","v":1.8},"",{"$f":"Padroes!AL$10","v":0.7},{"$f":"IF(E30=\"\",\"\",Padroes!$AL$23)","v":""},"","","","",null,{"$f":"IF(Padroes!F34=\"\",\"\",Padroes!F34)","v":"C-17"},null,null,{"$f":"IF(O30=\"\",\"\",O30*Parametros!$I$26)","v":""},{"$f":"IF(P30=\"\",\"\",P30*Parametros!$I$27)","v":""},{"$f":"IF(Q30=\"\",\"\",Q30*Parametros!$I$28)","v":""},{"$f":"IF(R30=\"\",\"\",R30*Parametros!$I$29)","v":""}]
["",null,{"$f":"IF(Padroes!C33=\"\",\"\",Padroes!C33)","v":""},{"$f":"IF(Padroes!D33=\"\",\"\",Padroes!D33)","v":""},"","",{"$f":"IF(Padroes!E33=\"\",\"\",Padroes!E33)","v":""},{"$f":"IF(E31=\"\",\"\",Padroes!S$8)","v":""},{"$f":"IF(E31=\"\",\"\",Padroes!S$9)","v":""},{"$f":"IF(E31=\"\",\"\",Padroes!S$10)","v":""},{"$f":"IF(Padroes!AL21=\"\",\"\",Padroes!AL21)","v":1.8},"",{"$f":"Padroes!AL$10","v":0.7},{"$f":"IF(E31=\"\",\"\",Padroes!$AL$23)","v":""},"","","","",null,{"$f":"IF(Padroes!F35=\"\",\"\",Padroes!F35)","v":"C-17"},null,null,{"$f":"IF(O31=\"\",\"\",O31*Parametros!$I$26)","v":""},{"$f":"IF(P31=\"\",\"\",P31*Parametros!$I$27)","v":""},{"$f":"IF(Q31=\"\",\"\",Q31*Parametros!$I$28)","v":""},{"$f":"IF(R31=\"\",\"\",R31*Parametros!$I$29)","v":""}]
[11,11,{"$f":"IF(Engastamento_Profundo!F$4=11,Engastamento_Profundo!F$5, 0)","v":0},{"$f":"IF(Engastamento_Profundo!F$6=\"\",VLOOKUP(C32,Padroes!$C$26:$D$33,2,FALSE),Engastamento_Profundo!$F$6 )","v":{"$error":"#N/A"}},{"$f":"IF(Engastamento_Profundo!$F$8=\"\",1.7,Engastamento_Profundo!$F$8)","v":2.6174003654521991},{"$f":"IF(Engastamento_Profundo!F$17=\"\",9.1,Engastamento_Profundo!F$17)","v":9.1},{"$f":"IF(Engastamento_Profundo!F$7=\"\",VLOOKUP(C32,Padroes!$C$26:$E$33,3,FALSE),Engastamento_Profundo!F$7)","v":{"$error":"#N/A"}},{"$f":"IF(Engastamento_Profundo!F$10=\"\",Padroes!$S$8,Engastamento_Profundo!F$10)","v":1},{"$f":"IF(Engastamento_Profundo!F$11=\"\",Padroes!$S$9,Engastamento_Profundo!F$11)","v":0.2},{"$f":"IF(Engastamento_Profundo!F$12=\"\",Padroes!$S$10,Engastamento_Profundo!F$12)","v":0.5},{"$f":"IF(Engastamento_Profundo!F$14=\"\",VLOOKUP(C32,$C$24:$K$31,9,FALSE),Engastamento_Profundo!F$14)","v":{"$error":"#N/A"}},{"$f":"D32+(3.1416*K32^2*M32/4*2400)","v":{"$error":"#N/A"}},{"$f":"Padroes!$AL$10","v":0.7},1,{"$error":"#N/A"},{"$error":"#N/A"},{"$error":"#N/A"},{"$error":"#N/A"},null,{"$f":"IF(Padroes!F36=\"\",\"\",Padroes!F36)","v":"C-19"},null,null,{"$f":"IF(O32=\"\",\"\",O32*Parametros!$I$26)","v":{"$error":"#N/A"}},{"$f":"IF(P32=\"\",\"\",P32*Parametros!$I$27)","v":{"$error":"#N/A"}},{"$f":"IF(Q32=\"\",\"\",Q32*Parametros!$I$28)","v":{"$error":"#N/A"}},{"$f":"IF(R32=\"\",\"\",R32*Parametros!$I$29)","v":{"$error":"#N/A"}}]
["12300",12,{"$f":"IF(Padroes!C34=\"\",\"\",Padroes!C34)","v":300},{"$f":"IF(Padroes!D34=\"\",\"\",Padroes!D34)","v":1130},1.8000000000000003,10,{"$f":"IF(Padroes!E34=\"\",\"\",Padroes!E34)","v":0.41},{"$f":"IF(E33=\"\",\"\",Padroes!S$8)","v":1},{"$f":"IF(E33=\"\",\"\",Padroes!S$9)","v":0.2},{"$f":"IF(E33=\"\",\"\",Padroes!S$10)","v":0.5},{"$f":"IF(Padroes!AL13=\"\",\"\",Padroes!AL13)","v":0.6},1638.9392,{"$f":"Padroes!AL$11","v":0.75},{"$f":"IF(E33=\"\",\"\",Padroes!$AL$23)","v":1},405.27457627118662,478.02320012439765,498.42320012439768,624.63547231150073,12,{"$f":"IF(Padroes!F37=\"\",\"\",Padroes!F37)","v":"C-23"},null,null,{"$f":"IF(O33=\"\",\"\",O33*Parametros!$I$26)","v":324.21966101694932},{"$f":"IF(P33=\"\",\"\",P33*Parametros!$I$27)","v":382.41856009951812},{"$f":"IF(Q33=\"\",\"\",Q33*Parametros!$I$28)","v":398.73856009951817},{"$f":"IF(R33=\"\",\"\",R33*Parametros!$I$29)","v":624.63547231150073}]
["12400",12,{"$f":"IF(Padroes!C35=\"\",\"\",Padroes!C35)","v":400},{"$f":"IF(Padroes!D35=\"\",\"\",Padroes!D35)","v":1130},1.8000000000000003,10,{"$f":"IF(Padroes!E35=\"\",\"\",Padroes!E35)","v":0.41},{"$f":"IF(E34=\"\",\"\",Padroes!S$8)","v":1},{"$f":"IF(E34=\"\",\"\",Padroes!S$9)","v":0.2},{"$f":"IF(E34=\"\",\"\",Padroes!S$10)","v":0.5},{"$f":"IF(Padroes!AL15=\"\",\"\",Padroes!AL15)","v":0.7},1822.7228,{"$f":"Padroes!AL$11","v":0.75},{"$f":"IF(E34=\"\",\"\",Padroes!$AL$23)","v":1},405.27457627118662,478.02320012439765,498.42320012439768,735.27020926347132,null,{"$f":"IF(Padroes!F38=\"\",\"\",Padroes!F38)","v":"C-29"},null,null,{"$f":"IF(O34=\"\",\"\",O34*Parametros!$I$26)","v":324.21966101694932},{"$f":"IF(P34=\"\",\"\",P34*Parametros!$I$27)","v":382.41856009951812},{"$f":"IF(Q34=\"\",\"\",Q34*Parametros!$I$28)","v":398.73856009951817},{"$f":"IF(R34=\"\",\"\",R34*Parametros!$I$29)","v":735.27020926347132}]
["12600",12,{"$f":"IF(Padroes!C36=\"\",\"\",Padroes!C36)","v":600},{"$f":"IF(Padroes!D36=\"\",\"\",Padroes!D36)","v":1440},1.8000000000000003,10,{"$f":"IF(Padroes!E36=\"\",\"\",Padroes!E36)","v":0.43},{"$f":"IF(E35=\"\",\"\",Padroes!S$8)","v":1},{"$f":"IF(E35=\"\",\"\",Padroes!S$9)","v":0.2},{"$f":"IF(E35=\"\",\"\",Padroes!S$10)","v":0.5},{"$f":"IF(Padroes!AL16=\"\",\"\",Padroes!AL16)","v":0.9},2585.1131999999998,{"$f":"Padroes!AL$11","v":0.75},{"$f":"IF(E35=\"\",\"\",Padroes!$AL$23)","v":1},425.04406779661031,495.32663660394979,515.03511118022095,971.4315040004667,null,{"$f":"IF(Padroes!F39=\"\",\"\",Padroes!F39)","v":"C-33"},null,null,{"$f":"IF(O35=\"\",\"\",O35*Parametros!$I$26)","v":340.03525423728826},{"$f":"IF(P35=\"\",\"\",P35*Parametros!$I$27)","v":396.26130928315985},{"$f":"IF(Q35=\"\",\"\",Q35*Parametros!$I$28)","v":412.02808894417677},{"$f":"IF(R35=\"\",\"\",R35*Parametros!$I$29)","v":971.4315040004667}]
["121000",12,{"$f":"IF(Padroes!C37=\"\",\"\",Padroes!C37)","v":1000},{"$f":"IF(Padroes!D37=\"\",\"\",Padroes!D37)","v":1770},1.8000000000000003,10,{"$f":"IF(Padroes!E37=\"\",\"\",Padroes!E37)","v":0.47},{"$f":"IF(E36=\"\",\"\",Padroes!S$8)","v":1},{"$f":"IF(E36=\"\",\"\",Padroes!S$9)","v":0.2},{"$f":"IF(E36=\"\",\"\",Padroes!S$10)","v":0.5},{"$f":"IF(Padroes!AL17=\"\",\"\",Padroes!AL17)","v":1.3},4159.1867999999995,{"$f":"Padroes!AL$11","v":0.75},{"$f":"IF(E36=\"\",\"\",Padroes!$AL$23)","v":1},464.5830508474578,529.93350956305414,548.25893329186772,1484.052841178107,null,{"$f":"IF(Padroes!F40=\"\",\"\",Padroes!F40)","v":"C-43"},null,null,{"$f":"IF(O36=\"\",\"\",O36*Parametros!$I$26)","v":371.66644067796625},{"$f":"IF(P36=\"\",\"\",P36*Parametros!$I$27)","v":423.94680765044336},{"$f":"IF(Q36=\"\",\"\",Q36*Parametros!$I$28)","v":438.60714663349421},{"$f":"IF(R36=\"\",\"\",R36*Parametros!$I$29)","v":1484.052841178107}]
["121500",12,{"$f":"IF(Padroes!C38=\"\",\"\",Padroes!C38)","v":1500},{"$f":"IF(Padroes!D38=\"\",\"\",Padroes!D38)","v":2450},1.8000000000000003,10,{"$f":"IF(Padroes!E38=\"\",\"\",Padroes!E38)","v":0.53},{"$f":"IF(E37=\"\",\"\",Padroes!S$8)","v":1},{"$f":"IF(E37=\"\",\"\",Padroes!S$9)","v":0.2},{"$f":"IF(E37=\"\",\"\",Padroes!S$10)","v":0.5},{"$f":"IF(Padroes!AL18=\"\",\"\",Padroes!AL18)","v":1.6},6069.1232000000009,{"$f":"Padroes!AL$11","v":0.75},{"$f":"IF(E37=\"\",\"\",Padroes!$AL$23)","v":1},523.89152542372904,581.8438190017107,598.09466645933787,1940.9995157955118,null,{"$f":"IF(Padroes!F41=\"\",\"\",Padroes!F41)","v":""},null,null,{"$f":"IF(O37=\"\",\"\",O37*Parametros!$I$26)","v":419.11322033898324},{"$f":"IF(P37=\"\",\"\",P37*Parametros!$I$27)","v":465.4750552013686},{"$f":"IF(Q37=\"\",\"\",Q37*Parametros!$I$28)","v":478.47573316747031},{"$f":"IF(R37=\"\",\"\",R37*Parametros!$I$29)","v":1940.9995157955118}]
["122000",12,{"$f":"IF(Padroes!C39=\"\",\"\",Padroes!C39)","v":2000},{"$f":"IF(Padroes!D39=\"\",\"\",Padroes!D39)","v":3000},1.8000000000000003,10,{"$f":"IF(Padroes!E39=\"\",\"\",Padroes!E39)","v":0.56999999999999995},{"$f":"IF(E38=\"\",\"\",Padroes!S$8)","v":1},{"$f":"IF(E38=\"\",\"\",Padroes!S$9)","v":0.2},{"$f":"IF(E38=\"\",\"\",Padroes!S$10)","v":0.5},{"$f":"IF(Padroes!AL19=\"\",\"\",Padroes!AL19)","v":1.6},6619.1232000000009,{"$f":"Padroes!AL$11","v":0.75},{"$f":"IF(E38=\"\",\"\",Padroes!$AL$23)","v":1},563.43050847457653,616.45069196081511,631.31848857098464,1968.4309628011615,null,{"$f":"IF(Padroes!F42=\"\",\"\",Padroes!F42)","v":"C-17"},null,null,{"$f":"IF(O38=\"\",\"\",O38*Parametros!$I$26)","v":450.74440677966123},{"$f":"IF(P38=\"\",\"\",P38*Parametros!$I$27)","v":493.16055356865212},{"$f":"IF(Q38=\"\",\"\",Q38*Parametros!$I$28)","v":505.05479085678775},{"$f":"IF(R38=\"\",\"\",R38*Parametros!$I$29)","v":1968.4309628011615}]
["123000",12,{"$f":"IF(Padroes!C40=\"\",\"\",Padroes!C40)","v":3000},{"$f":"IF(Padroes!D40=\"\",\"\",Padroes!D40)","v":4150},1.8000000000000003,10,{"$f":"IF(Padroes!E40=\"\",\"\",Padroes!E40)","v":0.67},{"$f":"IF(E39=\"\",\"\",Padroes!S$8)","v":1},{"$f":"IF(E39=\"\",\"\",Padroes!S$9)","v":0.2},{"$f":"IF(E39=\"\",\"\",Padroes!S$10)","v":0.5},{"$f":"IF(Padroes!AL20=\"\",\"\",Padroes!AL20)","v":1.8},8730.4527999999991,{"$f":"Padroes!AL$11","v":0.75},{"$f":"IF(E39=\"\",\"\",Padroes!$AL$23)","v":1},662.27796610169514,702.96787435857584,714.37804385010122,2349.4415587030417,null,{"$f":"IF(Padroes!F43=\"\",\"\",Padroes!F43)","v":"C-17"},null,null,{"$f":"IF(O39=\"\",\"\",O39*Parametros!$I$26)","v":529.82237288135616},{"$f":"IF(P39=\"\",\"\",P39*Parametros!$I$27)","v":562.37429948686065},{"$f":"IF(Q39=\"\",\"\",Q39*Parametros!$I$28)","v":571.502435080081},{"$f":"IF(R39=\"\",\"\",R39*Parametros!$I$29)","v":2349.4415587030417}]
["",{"$f":"IF(Engastamento_Profundo!$F$4=12,Engastamento_Profundo!$F$4,\"\")","v":""},{"$f":"IF(Padroes!C41=\"\",\"\",Padroes!C41)","v":""},{"$f":"IF(Padroes!D41=\"\",\"\",Padroes!D41)","v":""},"","",{"$f":"IF(Padroes!E41=\"\",\"\",Padroes!E41)","v":""},{"$f":"IF(E40=\"\",\"\",Padroes!S$8)","v":""},{"$f":"IF(E40=\"\",\"\",Padroes!S$9)","v":""},{"$f":"IF(E40=\"\",\"\",Padroes!S$10)","v":""},{"$f":"IF(Padroes!AL21=\"\",\"\",Padroes!AL21)","v":1.8},"",{"$f":"Padroes!AL$11","v":0.75},{"$f":"IF(E40=\"\",\"\",Padroes!$AL$23)","v":""},"","","","",null,{"$f":"IF(Padroes!F44=\"\",\"\",Padroes!F44)","v":"C-19"},null,null,{"$f":"IF(O40=\"\",\"\",O40*Parametros!$I$26)","v":""},{"$f":"IF(P40=\"\",\"\",P40*Parametros!$I$27)","v":""},{"$f":"IF(Q40=\"\",\"\",Q40*Parametros!$I$28)","v":""},{"$f":"IF(R40=\"\",\"\",R40*Parametros!$I$29)","v":""}]
[12,12,{"$f":"IF(Engastamento_Profundo!F$4=12,Engastamento_Profundo!F$5, 0)","v":0},{"$f":"IF(Engastamento_Profundo!F$6=\"\",VLOOKUP(C41,Padroes!$C$34:$E$41,2,FALSE),Engastamento_Profundo!$F$6 )","v":{"$error":"#N/A"}},{"$f":"IF(Engastamento_Profundo!$F$8=\"\",1.8,Engastamento_Profundo!$F$8)","v":2.6174003654521991},{"$f":"IF(Engastamento_Profundo!F$17=\"\",10,Engastamento_Profundo!F$17)","v":10},{"$f":"IF(Engastamento_Profundo!F$7=\"\",VLOOKUP(C41,Padroes!C34:E41,3,FALSE),Engastamento_Profundo!F$7)","v":{"$error":"#N/A"}},{"$f":"IF(Engastamento_Profundo!F$10=\"\",Padroes!$S$8,Engastamento_Profundo!F$10)","v":1},{"$f":"IF(Engastamento_Profundo!F$11=\"\",Padroes!$S$9,Engastamento_Profundo!F$11)","v":0.2},{"$f":"IF(Engastamento_Profundo!F$12=\"\",Padroes!$S$10,Engastamento_Profundo!F$12)","v":0.5},{"$f":"IF(Engastamento_Profundo!F$14=\"\",VLOOKUP(C41,$C$33:$K$40,9,FALSE),Engastamento_Profundo!F$14)","v":{"$error":"#N/A"}},{"$f":"D41+(3.1416*K41^2*M41/4*2400)","v":{"$error":"#N/A"}},{"$f":"Padroes!$AL$11","v":0.75},1,{"$error":"#N/A"},{"$error":"#N/A"},{"$error":"#N/A"},{"$error":"#N/A"},null,{"$f":"IF(Padroes!F45=\"\",\"\",Padroes!F45)","v":"C-23"},null,null,{"$f":"IF(O41=\"\",\"\",O41*Parametros!$I$26)","v":{"$error":"#N/A"}},{"$f":"IF(P41=\"\",\"\",P41*Parametros!$I$27)","v":{"$error":"#N/A"}},{"$f":"IF(Q41=\"\",\"\",Q41*Parametros!$I$28)","v":{"$error":"#N/A"}},{"$f":"IF(R41=\"\",\"\",R41*Parametros!$I$29)","v":{"$error":"#N/A"}}]
["13300",13,{"$f":"IF(Padroes!C42=\"\",\"\",Padroes!C42)","v":300},{"$f":"IF(Padroes!D42=\"\",\"\",Padroes!D42)","v":1280},1.9,10.9,{"$f":"IF(Padroes!E42=\"\",\"\",Padroes!E42)","v":0.43},{"$f":"IF(E42=\"\",\"\",Padroes!S$8)","v":1},{"$f":"IF(E42=\"\",\"\",Padroes!S$9)","v":0.2},{"$f":"IF(E42=\"\",\"\",Padroes!S$10)","v":0.5},{"$f":"IF(Padroes!AL13=\"\",\"\",Padroes!AL13)","v":0.6},1822.8684800000001,{"$f":"Padroes!AL$12","v":0.8},{"$f":"IF(E42=\"\",\"\",Padroes!$AL$23)","v":1},460.8390624999999,530.10488528481005,549.34238528481001,674.21705814105019,13,{"$f":"IF(Padroes!F46=\"\",\"\",Padroes!F46)","v":"C-29"},null,null,{"$f":"IF(O42=\"\",\"\",O42*Parametros!$I$26)","v":368.67124999999993},{"$f":"IF(P42=\"\",\"\",P42*Parametros!$I$27)","v":424.08390822784804},{"$f":"IF(Q42=\"\",\"\",Q42*Parametros!$I$28)","v":439.47390822784803},{"$f":"IF(R42=\"\",\"\",R42*Parametros!$I$29)","v":674.21705814105019}]
["13400",13,{"$f":"IF(Padroes!C43=\"\",\"\",Padroes!C43)","v":400},{"$f":"IF(Padroes!D43=\"\",\"\",Padroes!D43)","v":1280},1.9,10.9,{"$f":"IF(Padroes!E43=\"\",\"\",Padroes!E43)","v":0.43},{"$f":"IF(E43=\"\",\"\",Padroes!S$8)","v":1},{"$f":"IF(E43=\"\",\"\",Padroes!S$9)","v":0.2},{"$f":"IF(E43=\"\",\"\",Padroes!S$10)","v":0.5},{"$f":"IF(Padroes!AL15=\"\",\"\",Padroes!AL15)","v":0.7},2018.9043200000001,{"$f":"Padroes!AL$12","v":0.8},{"$f":"IF(E43=\"\",\"\",Padroes!$AL$23)","v":1},460.8390624999999,530.10488528481005,549.34238528481001,793.27666305561104,null,{"$f":"IF(Padroes!F47=\"\",\"\",Padroes!F47)","v":"C-33"},null,null,{"$f":"IF(O43=\"\",\"\",O43*Parametros!$I$26)","v":368.67124999999993},{"$f":"IF(P43=\"\",\"\",P43*Parametros!$I$27)","v":424.08390822784804},{"$f":"IF(Q43=\"\",\"\",Q43*Parametros!$I$28)","v":439.47390822784803},{"$f":"IF(R43=\"\",\"\",R43*Parametros!$I$29)","v":793.27666305561104}]
["13600",13,{"$f":"IF(Padroes!C44=\"\",\"\",Padroes!C44)","v":600},{"$f":"IF(Padroes!D44=\"\",\"\",Padroes!D44)","v":1680},1.9,10.9,{"$f":"IF(Padroes!E44=\"\",\"\",Padroes!E44)","v":0.45},{"$f":"IF(E44=\"\",\"\",Padroes!S$8)","v":1},{"$f":"IF(E44=\"\",\"\",Padroes!S$9)","v":0.2},{"$f":"IF(E44=\"\",\"\",Padroes!S$10)","v":0.5},{"$f":"IF(Padroes!AL16=\"\",\"\",Padroes!AL16)","v":0.9},2901.45408,{"$f":"Padroes!AL$12","v":0.8},{"$f":"IF(E44=\"\",\"\",Padroes!$AL$23)","v":1},482.27343749999994,549.10888053797464,567.67138053797464,1047.0640001427114,null,{"$f":"IF(Padroes!F48=\"\",\"\",Padroes!F48)","v":""},null,null,{"$f":"IF(O44=\"\",\"\",O44*Parametros!$I$26)","v":385.81874999999997},{"$f":"IF(P44=\"\",\"\",P44*Parametros!$I$27)","v":439.28710443037971},{"$f":"IF(Q44=\"\",\"\",Q44*Parametros!$I$28)","v":454.13710443037974},{"$f":"IF(R44=\"\",\"\",R44*Parametros!$I$29)","v":1047.0640001427114}]
["131000",13,{"$f":"IF(Padroes!C45=\"\",\"\",Padroes!C45)","v":1000},{"$f":"IF(Padroes!D45=\"\",\"\",Padroes!D45)","v":1920},1.9,10.9,{"$f":"IF(Padroes!E45=\"\",\"\",Padroes!E45)","v":0.49},{"$f":"IF(E45=\"\",\"\",Padroes!S$8)","v":1},{"$f":"IF(E45=\"\",\"\",Padroes!S$9)","v":0.2},{"$f":"IF(E45=\"\",\"\",Padroes!S$10)","v":0.5},{"$f":"IF(Padroes!AL17=\"\",\"\",Padroes!AL17)","v":1.3},4468.4659200000006,{"$f":"Padroes!AL$12","v":0.8},{"$f":"IF(E45=\"\",\"\",Padroes!$AL$23)","v":1},525.14218749999986,587.11687104430371,604.32937104430368,1588.1499617977538,null,{"$f":"IF(Padroes!F49=\"\",\"\",Padroes!F49)","v":""},null,null,{"$f":"IF(O45=\"\",\"\",O45*Parametros!$I$26)","v":420.11374999999992},{"$f":"IF(P45=\"\",\"\",P45*Parametros!$I$27)","v":469.693496835443},{"$f":"IF(Q45=\"\",\"\",Q45*Parametros!$I$28)","v":483.46349683544298},{"$f":"IF(R45=\"\",\"\",R45*Parametros!$I$29)","v":1588.1499617977538}]
["131500",13,{"$f":"IF(Padroes!C46=\"\",\"\",Padroes!C46)","v":1500},{"$f":"IF(Padroes!D46=\"\",\"\",Padroes!D46)","v":2700},1.9,10.9,{"$f":"IF(Padroes!E46=\"\",\"\",Padroes!E46)","v":0.55000000000000004},{"$f":"IF(E46=\"\",\"\",Padroes!S$8)","v":1},{"$f":"IF(E46=\"\",\"\",Padroes!S$9)","v":0.2},{"$f":"IF(E46=\"\",\"\",Padroes!S$10)","v":0.5},{"$f":"IF(Padroes!AL18=\"\",\"\",Padroes!AL18)","v":1.6},6560.3980800000008,{"$f":"Padroes!AL$12","v":0.8},{"$f":"IF(E46=\"\",\"\",Padroes!$AL$23)","v":1},589.44531249999989,644.12885680379736,659.31635680379736,2068.7347459269949,null,{"$f":"IF(Padroes!F50=\"\",\"\",Padroes!F50)","v":""},null,null,{"$f":"IF(O46=\"\",\"\",O46*Parametros!$I$26)","v":471.55624999999992},{"$f":"IF(P46=\"\",\"\",P46*Parametros!$I$27)","v":515.30308544303796},{"$f":"IF(Q46=\"\",\"\",Q46*Parametros!$I$28)","v":527.45308544303793},{"$f":"IF(R46=\"\",\"\",R46*Parametros!$I$29)","v":2068.7347459269949}]
["132000",13,{"$f":"IF(Padroes!C47=\"\",\"\",Padroes!C47)","v":2000},{"$f":"IF(Padroes!D47=\"\",\"\",Padroes!D47)","v":3500},1.9,10.9,{"$f":"IF(Padroes!E47=\"\",\"\",Padroes!E47)","v":0.59},{"$f":"IF(E47=\"\",\"\",Padroes!S$8)","v":1},{"$f":"IF(E47=\"\",\"\",Padroes!S$9)","v":0.2},{"$f":"IF(E47=\"\",\"\",Padroes!S$10)","v":0.5},{"$f":"IF(Padroes!AL19=\"\",\"\",Padroes!AL19)","v":1.6},7360.3980800000008,{"$f":"Padroes!AL$12","v":0.8},{"$f":"IF(E47=\"\",\"\",Padroes!$AL$23)","v":1},632.31406249999986,682.13684731012643,{"$f":" IF(E47=\"\",\"\",(3*$B$63 * (2*E47*I47-I47^2)*(H47-G47) ) * (I47/2) / (F47+E47) + P47)","v":695.9743473101264},2104.2339165936614,null,{"$f":"IF(Padroes!F51=\"\",\"\",Padroes!F51)","v":""},null,null,{"$f":"IF(O47=\"\",\"\",O47*Parametros!$I$26)","v":505.85124999999994},{"$f":"IF(P47=\"\",\"\",P47*Parametros!$I$27)","v":545.70947784810119},{"$f":"IF(Q47=\"\",\"\",Q47*Parametros!$I$28)","v":556.77947784810112},{"$f":"IF(R47=\"\",\"\",R47*Parametros!$I$29)","v":2104.2339165936614}]
["",null,{"$f":"IF(Padroes!C48=\"\",\"\",Padroes!C48)","v":""},{"$f":"IF(Padroes!D48=\"\",\"\",Padroes!D48)","v":""},"","",{"$f":"IF(Padroes!E48=\"\",\"\",Padroes!E48)","v":""},{"$f":"IF(E48=\"\",\"\",Padroes!S$8)","v":""},{"$f":"IF(E48=\"\",\"\",Padroes!S$9)","v":""},{"$f":"IF(E48=\"\",\"\",Padroes!S$10)","v":""},{"$f":"IF(Padroes!AL20=\"\",\"\",Padroes!AL20)","v":1.8},"",{"$f":"Padroes!AL$12","v":0.8},{"$f":"IF(E48=\"\",\"\",Padroes!$AL$23)","v":""},"","","","",null,{"$f":"IF(Padroes!F52=\"\",\"\",Padroes!F52)","v":""},null,null,{"$f":"IF(O48=\"\",\"\",O48*Parametros!$I$26)","v":""},{"$f":"IF(P48=\"\",\"\",P48*Parametros!$I$27)","v":""},{"$f":"IF(Q48=\"\",\"\",Q48*Parametros!$I$28)","v":""},{"$f":"IF(R48=\"\",\"\",R48*Parametros!$I$29)","v":""}]
["",null,{"$f":"IF(Padroes!C49=\"\",\"\",Padroes!C49)","v":""},{"$f":"IF(Padroes!D49=\"\",\"\",Padroes!D49)","v":""},"","",{"$f":"IF(Padroes!E49=\"\",\"\",Padroes!E49)","v":""},{"$f":"IF(E49=\"\",\"\",Padroes!S$8)","v":""},{"$f":"IF(E49=\"\",\"\",Padroes!S$9)","v":""},{"$f":"IF(E49=\"\",\"\",Padroes!S$10)","v":""},{"$f":"IF(Padroes!AL21=\"\",\"\",Padroes!AL21)","v":1.8},"",{"$f":"Padroes!AL$12","v":0.8},{"$f":"IF(E49=\"\",\"\",Padroes!$AL$23)","v":""},"","","","",null,{"$f":"IF(Padroes!F53=\"\",\"\",Padroes!F53)","v":""},null,null,{"$f":"IF(O49=\"\",\"\",O49*Parametros!$I$26)","v":""},{"$f":"IF(P49=\"\",\"\",P49*Parametros!$I$27)","v":""},{"$f":"IF(Q49=\"\",\"\",Q49*Parametros!$I$28)","v":""},{"$f":"IF(R49=\"\",\"\",R49*Parametros!$I$29)","v":""}]
[13,13,{"$f":"IF(Engastamento_Profundo!F$4=13,Engastamento_Profundo!F$5, 0)","v":1000},{"$f":"IF(Engastamento_Profundo!F$6=\"\",VLOOKUP(C50,Padroes!$C$42:$E$49,2,FALSE),Engastamento_Profundo!$F$6 )","v":1920},{"$f":"IF(Engastamento_Profundo!$F$8=\"\",1.9,Engastamento_Profundo!$F$8)","v":2.6174003654521991},{"$f":"IF(Engastamento_Profundo!F$17=\"\",10.9,Engastamento_Profundo!F$17)","v":10.9},{"$f":"IF(Engastamento_Profundo!F$7=\"\",VLOOKUP(C50,Padroes!$C$42:$E$49,3,FALSE),Engastamento_Profundo!F$7)","v":0.49},{"$f":"IF(Engastamento_Profundo!F$10=\"\",Padroes!$S$8,Engastamento_Profundo!F$10)","v":1},{"$f":"IF(Engastamento_Profundo!F$11=\"\",Padroes!$S$9,Engastamento_Profundo!F$11)","v":0.2},{"$f":"IF(Engastamento_Profundo!F$12=\"\",Padroes!$S$10,Engastamento_Profundo!F$12)","v":0.5},{"$f":"IF(Engastamento_Profundo!F$14=\"\",VLOOKUP(C50,C42:K49,9,FALSE),Engastamento_Profundo!F$14)","v":1.3},{"$f":"D50+(3.1416*K50^2*M50/4*2400)","v":4468.4659200000006},{"$f":"Padroes!$AL$12","v":0.8},1,1300.0000670024945,1388.9234743003042,1411.7185233778523,3633.5507258148418,null,{"$f":"IF(Padroes!F54=\"\",\"\",Padroes!F54)","v":""},null,null,{"$f":"IF(O50=\"\",\"\",O50*Parametros!$I$26)","v":1040.0000536019957},{"$f":"IF(P50=\"\",\"\",P50*Parametros!$I$27)","v":1111.1387794402433},{"$f":"IF(Q50=\"\",\"\",Q50*Parametros!$I$28)","v":1129.3748187022818},{"$f":"IF(R50=\"\",\"\",R50*Parametros!$I$29)","v":3633.5507258148418}]
[]
["*  calculado a 0,20 m do topo do poste - para poste de 9 metros a 0,50 (0,20+0,30)"]
[null,"Poste de Madeira"]
[null,"comprimento","carga","peso","t","h","b","m","n","p",null,null,null,null,"SIMPLES ","ESCORA SIMPLES","ESCORA DUPLA"]
[null,9,{"$f":"Padroes!W10","v":295},{"$f":"Padroes!X10","v":210},{"$f":"0.6+0.1*B55","v":1.5},{"$f":"B55-0.5-E55","v":7},{"$f":"Padroes!Y10","v":0.22},{"$f":"Padroes!S$8","v":1},{"$f":"Padroes!S$9","v":0.2},{"$f":"Padroes!S$10","v":0.5},null,null,null,null,{"$f":"($B$63*G55*E55^3)/(F55+E55)","v":174.70588235294119},{"$f":"($B$63*G55*E55^3)/(F55+E55)+ (3*$B$63*(2*J55*I55 - I55^2)*(H55-G55))*(E55-J55+I55/2)/(F55+E55/2)","v":280.98717267552183},{"$f":"($B$63*G55*E55^3)/(F55+E55)+ (6*$B$63*I55*J55*(H55-G55)) * (E55+I55-J55-(I55^2/H55)) / (F55+E55)","v":302.44235294117647}]
[null,10,{"$f":"Padroes!W11","v":255},{"$f":"Padroes!X11","v":230},{"$f":"0.6+0.1*B56","v":1.6},{"$f":"B56-0.2-E56","v":8.2000000000000011},{"$f":"Padroes!Y11","v":0.23},{"$f":"Padroes!S$8","v":1},{"$f":"Padroes!S$9","v":0.2},{"$f":"Padroes!S$10","v":0.5},null,null,null,null,{"$f":"($B$63*G56*E56^3)/(F56+E56)","v":192.26122448979595},{"$f":"($B$63*G56*E56^3)/(F56+E56)+ (3*$B$63*(2*J56*I56 - I56^2)*(H56-G56))*(E56-J56+I56/2)/(F56+E56/2)","v":290.82122448979595},{"$f":"($B$63*G56*E56^3)/(F56+E56)+ (6*$B$63*I56*J56*(H56-G56)) * (E56+I56-J56-(I56^2/H56)) / (F56+E56)","v":311.06122448979596}]
[null,11,{"$f":"Padroes!W12","v":300},{"$f":"Padroes!X12","v":300},{"$f":"0.6+0.1*B57","v":1.7000000000000002},{"$f":"B57-0.2-E57","v":9.1000000000000014},{"$f":"Padroes!Y12","v":0.24},{"$f":"Padroes!S$8","v":1},{"$f":"Padroes!S$9","v":0.2},{"$f":"Padroes!S$10","v":0.5},null,null,null,null,{"$f":"($B$63*G57*E57^3)/(F57+E57)","v":218.35555555555561},{"$f":"($B$63*G57*E57^3)/(F57+E57)+ (3*$B$63*(2*J57*I57 - I57^2)*(H57-G57))*(E57-J57+I57/2)/(F57+E57/2)","v":313.68017867113349},{"$f":"($B$63*G57*E57^3)/(F57+E57)+ (6*$B$63*I57*J57*(H57-G57)) * (E57+I57-J57-(I57^2/H57)) / (F57+E57)","v":333.20000000000005}]
[null,12,{"$f":"Padroes!W13","v":265},{"$f":"Padroes!X13","v":325},{"$f":"0.6+0.1*B58","v":1.8000000000000003},{"$f":"B58-0.2-E58","v":10},{"$f":"Padroes!Y13","v":0.24},{"$f":"Padroes!S$8","v":1},{"$f":"Padroes!S$9","v":0.2},{"$f":"Padroes!S$10","v":0.5},null,null,null,null,{"$f":"($B$63*G58*E58^3)/(F58+E58)","v":237.23389830508481},{"$f":"($B$63*G58*E58^3)/(F58+E58)+ (3*$B$63*(2*J58*I58 - I58^2)*(H58-G58))*(E58-J58+I58/2)/(F58+E58/2)","v":330.94399004820411},{"$f":"($B$63*G58*E58^3)/(F58+E58)+ (6*$B$63*I58*J58*(H58-G58)) * (E58+I58-J58-(I58^2/H58)) / (F58+E58)","v":350.07457627118652}]
[null,13,{"$f":"Padroes!W14","v":230},{"$f":"Padroes!X14","v":370},{"$f":"0.6+0.1*B59","v":1.9},{"$f":"B59-0.2-E59","v":10.9},{"$f":"Padroes!Y14","v":0.25},{"$f":"Padroes!S$8","v":1},{"$f":"Padroes!S$9","v":0.2},{"$f":"Padroes!S$10","v":0.5},null,null,null,null,{"$f":"($B$63*G59*E59^3)/(F59+E59)","v":267.92968749999994},{"$f":"($B$63*G59*E59^3)/(F59+E59)+ (3*$B$63*(2*J59*I59 - I59^2)*(H59-G59))*(E59-J59+I59/2)/(F59+E59/2)","v":359.06892800632909},{"$f":"($B$63*G59*E59^3)/(F59+E59)+ (6*$B$63*I59*J59*(H59-G59)) * (E59+I59-J59-(I59^2/H59)) / (F59+E59)","v":377.61718749999994}]
[]
[null,"terreno:",null,"Concreto"]
[null,"C (kg/m3)","s","Peso específico",null,null,null,null,null,null,null,null,null,null,null,null,null,null,null,null,null,null,null,null,null,null,null,null,null,null,null,null,null,null,null,null,null,null,null,null,null,null,"VALOR MÁXIMO DE F\n(o menor entre R. V. U)"]
[null,{"$f":"Tipo_Estai!$AA$9","v":2000},25000," 2400 kg/m3",null,null,null,null,null,null,null,null,null,null,null,null,null,null,null,null,null,null,null,null,null,null,null,null,null,null,null,null,null,"ESFORÇO MÁXIMO FUNÇÃO DO CABO DO ESTAI ",null,null,null,null,null,"ESFORÇO MÁXIMO FUNÇÃO DO BRAÇO"]
[null,"CÁLCULO        DO       ESTAI       VERTICAL",null,null,null,null,null,null,null,null,null,null,null,null,null,null,null,null,"ESFORÇOS NO CABO DO ESTAI   -  V  e R",null,null,null,null,null,null,null,null,null,null,"ESFORÇO NO BRAÇO DO ESTAI - U",null,null,null,"COEFICIENTE DE SEGURANÇA DO CABO :",null,null,null,null,1.5,{"$f":"Tipo_Estai!AA8","v":2}]
[null,"Poste de Concreto",null,"Braço: ",null,{"$f":"AN64","v":2},"m","dados da escora",null,null,"dados da base concretada",null,null,null,"FORÇA MÁXIMA NO TOPO NO TOPO FUNÇÃO DO TERRENO",null,null,null,"dados ",null,null,"ESFORÇOS NO CABO DO ESTAI   -  V  e R",null,null,null,null,null,null,null,null,null,null,null,"R",null,null,"V",null,null,"U"]
[null,"comprimento","carga","dados\npeso","do\nt","poste\nh*","b","m","n","p","d","P","q","K","SIMPLES ","ESCORA SIMPLES","ESCORA DUPLA","CONCRETADO","H","h'","k","                SIMPLES \n             R               V",null,"      ESCORA SIMPLES\n         R               V",null,"           ESCORA DUPLA\n         R                 V",null,"           CONCRETAD0\n            R            V",null,"SIMPLES","ESCORA SIMPLES","ESCORA DUPLA","CONCRETADO",{"$f":"Tabela_Esforco!W10/AM64","v":1433.3333333333333},{"$f":"Tabela_Esforco!W11/AM64","v":2413.3333333333335},{"$f":"Tabela_Esforco!W12/AM64","v":3266.6666666666665},{"$f":"Tabela_Esforco!W10/AM64","v":1433.3333333333333},{"$f":"Tabela_Esforco!W11/AM64","v":2413.3333333333335},{"$f":"Tabela_Esforco!W12/AM64","v":3266.6666666666665},-1000,-1000,-1000,"ev 1","ev 2","ev 3"]
[null,9,200,{"$f":"D6","v":670},{"$f":"0.6+0.1*B$67","v":1.5},{"$f":"B$67-E67-0.5","v":7},{"$f":"G6","v":0.32},{"$f":"Padroes!S$8","v":1},{"$f":"Padroes!S$9","v":0.2},{"$f":"Padroes!S$10","v":0.5},{"$f":"K6","v":0.6},{"$f":"L6","v":1077.1513600000001},{"$f":"M6","v":0.6},{"$f":"N6","v":1},{"$f":"($B$63*G67*E67^3) / ((2*$F$65+3*T67)/(2*$F$65+6*T67)*T67)","v":773.0526315789474},{"$f":"(($B$63*G67*E67^3)+ (3*$B$63*(2*J67*I67 - I67^2)*(H67-G67))*( E67/2 - J67+I67/2)) / ((2*$F$65+3*T67)/(2*$F$65+6*T67)*T67)","v":854.82442105263158},{"$f":"(($B$63*G67*E67^3)+ (6*$B$63*I67*J67*(H67-G67)) * (E67+I67-J67-(I67^2/H67))) / ((2*$F$65+3*T67)/(2*$F$65+6*T67)*T67)","v":1111.8214736842106},{"$f":"((N67*$B$63*K67*E67^3) + (K67*L67) * (0.5 - (2*L67/(3*$C$63*K67^2)))) / ((2*$F$65+3*T67)/(2*$F$65+6*T67)*T67)","v":1546.670206007067},{"$f":"F67","v":7},{"$f":"S67-$F$65","v":5},{"$f":"T67*(2*$F$65+3*T67)/(2*$F$65+6*T67)","v":2.7941176470588234},{"$f":"$O67* ($S67-$U67)/$F$65","v":1625.6842105263158},{"$f":"(1.414)*$O67*($S67-$U67)/$F$65","v":2298.7174736842103},{"$f":"$P67* ($S67-$U67)/$F$65","v":1797.6454736842106},{"$f":"1.414*$P67*($S67-$U67)/$F$65","v":2541.8706997894737},{"$f":"$Q67* ($S67-$U67)/$F$65","v":2338.095157894737},{"$f":"1.414*$Q67*($S67-$U67)/$F$65","v":3306.0665532631583},{"$f":"$R67* ($S67-$U67)/$F$65","v":3252.5564626325086},{"$f":"1.414*$R67*($S67-$U67)/$F$65","v":4599.1148381623671},{"$f":"(U67-S67)*O67/F$65","v":-1625.6842105263158},{"$f":"(U67-S67)*P67/F$65","v":-1797.6454736842106},{"$f":"(U67-S67)*Q67/F$65","v":-2338.095157894737},{"$f":"(U67-S67)*R67/F$65","v":-3252.5564626325086},{"$f":"AH$66*F$65/(S67-U67)","v":681.58508158508153},{"$f":"AI$66*F$65/(S67-U67)","v":1147.5990675990677},{"$f":"AJ$66*F$65/ (S67-U67)","v":1553.3799533799533},{"$f":"AK$66*$F$65* 0.707 / ($S67-$U67)","v":481.88065268065259},811.35254079254082,1098.2396270396271,{"$f":"AN$66*( U67-S67)/F$65","v":2102.9411764705883},{"$f":"AO$66*(U67-S67)/F$65","v":2102.9411764705883},{"$f":"AP$66*(U67-S67)/F$65","v":2102.9411764705883},{"$f":"MIN(AH67,AK67,AN67)","v":481.88065268065259},{"$f":"MIN(AI67,AL67,AO67)","v":811.35254079254082},{"$f":"MIN(AJ67,AM67,AP67)","v":1098.2396270396271}]
[null,9,600,{"$f":"D8","v":820},{"$f":"0.6+0.1*B$67","v":1.5},{"$f":"B$67-E68-0.5","v":7},{"$f":"G8","v":0.35},{"$f":"Padroes!S$8","v":1},{"$f":"Padroes!S$9","v":0.2},{"$f":"Padroes!S$10","v":0.5},{"$f":"K8","v":0.9},1736.0905600000001,0.6,1,845.52631578947376,923.69052631578961,1169.3494736842106,2421.851043497632,{"$f":"F68","v":7},{"$f":"S68-$F$65","v":5},{"$f":"T68*(2*$F$65+3*T68)/(2*$F$65+6*T68)","v":2.7941176470588234},{"$f":"$O68* ($S68-$U68)/$F$65","v":1778.0921052631581},{"$f":"1.414*$O68*($S68-$U68)/$F$65","v":2514.2222368421058},{"$f":"$P68* ($S68-$U68)/$F$65","v":1942.4668421052636},{"$f":"1.414*$P68*($S68-$U68)/$F$65","v":2746.6481147368427},{"$f":"$Q68* ($S68-$U68)/$F$65","v":2459.0731578947371},{"$f":"1.414*$Q68*($S68-$U68)/$F$65","v":3477.1294452631578},{"$f":"$R68* ($S68-$U68)/$F$65","v":5093.0102826494322},{"$f":"1.414*$R68*($S68-$U68)/$F$65","v":7201.516539666296},{"$f":"($U68-$S68)*$O68/F$65","v":-1778.0921052631581},{"$f":"(U68-S68)*P68/F$65","v":-1942.4668421052636},{"$f":"(U68-S68)*Q68/F$65","v":-2459.0731578947371},{"$f":"(U68-S68)*R68/F$65","v":-5093.0102826494322},{"$f":"AH$66*F$65/(S68-U68)","v":681.58508158508153},{"$f":"AI$66*F$65/(S68-U68)","v":1147.5990675990677},{"$f":"AJ$66*F$65/ (S68-U68)","v":1553.3799533799533},481.88065268065259,811.35254079254082,1098.2396270396271,{"$f":"AN$66*( U68-S68)/F$65","v":2102.9411764705883},{"$f":"AO$66*(U68-S68)/F$65","v":2102.9411764705883},{"$f":"AP$66*(U68-S68)/F$65","v":2102.9411764705883},{"$f":"MIN(AH68,AK68,AN68)","v":481.88065268065259},811.35254079254082,1098.2396270396271]
[null,9,1000,{"$f":"D9","v":820},{"$f":"0.6+0.1*B$67","v":1.5},{"$f":"B$67-E69-0.5","v":7},{"$f":"G9","v":0.35},{"$f":"Padroes!S$8","v":1},{"$f":"Padroes!S$9","v":0.2},{"$f":"Padroes!S$10","v":0.5},1.3,2731.34944,0.6,1,{"$f":"($B$63*G69*E69^3) / ((2*$F$65+3*T69)/(2*$F$65+6*T69)*T69)","v":845.52631578947376},{"$f":"(($B$63*G69*E69^3)+ (3*$B$63*(2*J69*I69 - I69^2)*(H69-G69))*( E69/2 - J69+I69/2)) / ((2*$F$65+3*T69)/(2*$F$65+6*T69)*T69)","v":923.69052631578961},{"$f":"(($B$63*G69*E69^3)+ (6*$B$63*I69*J69*(H69-G69)) * (E69+I69-J69-(I69^2/H69))) / ((2*$F$65+3*T69)/(2*$F$65+6*T69)*T69)","v":1169.3494736842106},{"$f":"((N69*$B$63*K69*E69^3) + (K69*L69) * (0.5 - (2*L69/(3*$C$63*K69^2)))) / ((2*$F$65+3*T69)/(2*$F$65+6*T69)*T69)","v":3721.1553966995521},{"$f":"F69","v":7},5,2.7941176470588234,1778.0921052631581,2514.2222368421058,1942.4668421052636,2746.6481147368427,2459.0731578947371,3477.1294452631578,7825.3709077652347,11065.074463580042,{"$f":"($U69-$S69)*$O69/F$65","v":-1778.0921052631581},{"$f":"(U69-S69)*P69/F$65","v":-1942.4668421052636},{"$f":"(U69-S69)*Q69/F$65","v":-2459.0731578947371},{"$f":"(U69-S69)*R69/F$65","v":-7825.3709077652347},{"$f":"AH$66*F$65/(S69-U69)","v":681.58508158508153},{"$f":"AI$66*F$65/(S69-U69)","v":1147.5990675990677},{"$f":"AJ$66*F$65/ (S69-U69)","v":1553.3799533799533},481.88065268065259,811.35254079254082,1098.2396270396271,{"$f":"AN$66*( U69-S69)/F$65","v":2102.9411764705883},{"$f":"AO$66*(U69-S69)/F$65","v":2102.9411764705883},{"$f":"AP$66*(U69-S69)/F$65","v":2102.9411764705883},{"$f":"MIN(AH69,AK69,AN69)","v":481.88065268065259},{"$f":"MIN(AI69,AL69,AO69)","v":811.35254079254082},{"$f":"MIN(AJ69,AM69,AP69)","v":1098.2396270396271}]
[null,10,200,{"$f":"D15","v":750},{"$f":"0.6+0.1*B$70","v":1.6},{"$f":"B$70-E70-0.2","v":8.2000000000000011},{"$f":"G15","v":0.34},{"$f":"Padroes!S$8","v":1},{"$f":"Padroes!S$9","v":0.2},{"$f":"Padroes!S$10","v":0.5},{"$f":"K15","v":0.6},1191.0806399999999,0.65,1,850.53259235044129,927.92480433821129,1155.2644270522853,1590.8008427862435,{"$f":"F70-0.25","v":7.9500000000000011},5.9500000000000011,3.2747481108312346,1988.2270545930044,2811.3530551945082,2169.14109724439,3067.1655115035674,2700.5760975328349,3818.6146019114285,3718.6973227638255,5258.2380143880491,-1988.2270545930044,-2169.14109724439,-2700.5760975328349,-3718.6973227638255,613.15769387910859,1032.3864427173828,1397.4291627942475,433.50248957252973,729.89721500118969,987.98241809553292,2337.6259445843834,2337.6259445843834,2337.6259445843834,433.50248957252973,729.89721500118969,987.98241809553292]
[null,10,400,{"$f":"D16","v":910},{"$f":"0.6+0.1*B$70","v":1.6},{"$f":"B$70-E71-0.2","v":8.2000000000000011},{"$f":"G16","v":0.37},{"$f":"Padroes!S$8","v":1},{"$f":"Padroes!S$9","v":0.2},{"$f":"Padroes!S$10","v":0.5},0.7,1510.3597599999998,0.65,1,925.57958579312731,999.45396996327133,1216.4599734630694,1885.9843139475427,{"$f":"F71-0.25","v":7.9500000000000011},5.9500000000000011,3.2747481108312346,2163.6588535276815,3059.4136188881412,2336.349530604004,3303.598236274061,2843.6283945157015,4020.8905498452013,4408.7258633629544,6233.9383707952165,-2163.6588535276815,-2336.349530604004,-2843.6283945157015,-4408.7258633629544,613.15769387910859,1032.3864427173828,1397.4291627942475,433.50248957252973,729.89721500118969,987.98241809553292,2337.6259445843834,2337.6259445843834,2337.6259445843834,433.50248957252973,729.89721500118969,987.98241809553292]
[null,10,600,{"$f":"D17","v":910},{"$f":"0.6+0.1*B$70","v":1.6},{"$f":"B$70-E72-0.2","v":8.2000000000000011},{"$f":"G17","v":0.37},{"$f":"Padroes!S$8","v":1},{"$f":"Padroes!S$9","v":0.2},{"$f":"Padroes!S$10","v":0.5},0.9,1902.4314400000001,0.65,1,925.57958579312731,999.45396996327133,1216.4599734630694,2480.086092995638,7.9500000000000011,5.9500000000000011,3.2747481108312346,2163.6588535276815,3059.4136188881412,2336.349530604004,3303.598236274061,2843.6283945157015,4020.8905498452013,5797.5135957895209,8197.6842244463824,-2163.6588535276815,-2336.349530604004,-2843.6283945157015,-5797.5135957895209,613.15769387910859,1032.3864427173828,1397.4291627942475,433.50248957252973,729.89721500118969,987.98241809553292,2337.6259445843834,2337.6259445843834,2337.6259445843834,433.50248957252973,729.89721500118969,987.98241809553292]
[null,10,1000,{"$f":"D18","v":1090},{"$f":"0.6+0.1*B$70","v":1.6},{"$f":"B$70-E73-0.2","v":8.2000000000000011},{"$f":"G18","v":0.39},{"$f":"Padroes!S$8","v":1},{"$f":"Padroes!S$9","v":0.2},{"$f":"Padroes!S$10","v":0.5},{"$f":"K18","v":1.3},{"$f":"L18","v":3160.6285600000001},{"$f":"M18","v":0.65},{"$f":"N18","v":1},975.61091475491787,1047.1400803799781,1257.257004403592,3816.8108890204307,7.9500000000000011,5.9500000000000011,3.2747481108312346,2280.6133861507992,3224.7873280172294,2447.8218195104132,3461.2200527877244,2938.9965925042789,4155.7411818010496,8922.2761597463432,12616.098489881331,-2280.6133861507992,-2447.8218195104132,-2938.9965925042789,-8922.2761597463432,613.15769387910859,1032.3864427173828,1397.4291627942475,433.50248957252973,729.89721500118969,987.98241809553292,2337.6259445843834,2337.6259445843834,2337.6259445843834,433.50248957252973,729.89721500118969,987.98241809553292]
[null,11,200,{"$f":"D24","v":870},{"$f":"0.6+0.1*B$74","v":1.7000000000000002},{"$f":"B$74-E74-0.2","v":9.1000000000000014},{"$f":"G24","v":0.36},{"$f":"Padroes!S$8","v":1},{"$f":"Padroes!S$9","v":0.2},{"$f":"Padroes!S$10","v":0.5},{"$f":"K24","v":0.6},{"$f":"L24","v":1345.00992},{"$f":"M24","v":0.7},{"$f":"N24","v":1},948.66687082819226,1022.8146580046681,1228.7807334948786,1667.7622050520613,8.8500000000000014,6.8500000000000014,3.728769401330378,2429.1709034147502,3434.8476574284568,2619.034861670656,3703.3152944023072,3146.4347457148378,4449.05873044078,4270.4974179086694,6038.4833489228577,-2429.1709034147502,-2619.034861670656,-3146.4347457148378,-4270.4974179086694,559.76129397714681,942.48180660338221,1275.7350420874509,395.7512348418428,666.33463726859122,901.9446747558278,2560.6152993348114,2560.6152993348114,2560.6152993348114,395.7512348418428,666.33463726859122,901.9446747558278]
[null,11,400,{"$f":"D25","v":1030},{"$f":"0.6+0.1*B$74","v":1.7000000000000002},{"$f":"B$74-E75-0.2","v":9.1000000000000014},{"$f":"G25","v":0.39},{"$f":"Padroes!S$8","v":1},{"$f":"Padroes!S$9","v":0.2},{"$f":"Padroes!S$10","v":0.5},{"$f":"K25","v":0.7},{"$f":"L25","v":1676.5412799999999},0.7,1,1027.7224433972083,1098.3945530497867,1294.7059687513936,1973.2815083204687,8.8500000000000014,6.8500000000000014,3.728769401330378,2631.6018120326462,3721.0849622141618,2812.5658972453061,3976.9681787048626,3315.2439117249169,4687.7548911790318,5052.8148200998648,7144.6801556212085,-2631.6018120326462,-2812.5658972453061,-3315.2439117249169,-5052.8148200998648,559.76129397714681,942.48180660338221,1275.7350420874509,395.7512348418428,666.33463726859122,901.9446747558278,2560.6152993348114,2560.6152993348114,2560.6152993348114,395.7512348418428,666.33463726859122,901.9446747558278]
[null,11,600,{"$f":"D26","v":1030},{"$f":"0.6+0.1*B$74","v":1.7000000000000002},{"$f":"B$74-E76-0.2","v":9.1000000000000014},{"$f":"G26","v":0.39},{"$f":"Padroes!S$8","v":1},{"$f":"Padroes!S$9","v":0.2},{"$f":"Padroes!S$10","v":0.5},{"$f":"K26","v":0.9},2098.77232,0.7,1,1027.7224433972083,1098.3945530497867,1294.7059687513936,2589.9519576580824,8.8500000000000014,6.8500000000000014,3.728769401330378,2631.6018120326462,3721.0849622141618,2812.5658972453061,3976.9681787048626,3315.2439117249169,4687.7548911790318,6631.8706073214316,9377.4650387525035,-2631.6018120326462,-2812.5658972453061,-3315.2439117249169,-6631.8706073214316,559.76129397714681,942.48180660338221,1275.7350420874509,395.7512348418428,666.33463726859122,901.9446747558278,2560.6152993348114,2560.6152993348114,2560.6152993348114,395.7512348418428,666.33463726859122,901.9446747558278]
[null,11,1000,{"$f":"D27","v":1260},{"$f":"0.6+0.1*B$74","v":1.7000000000000002},{"$f":"B$74-E77-0.2","v":9.1000000000000014},{"$f":"G27","v":0.41},{"$f":"Padroes!S$8","v":1},{"$f":"Padroes!S$9","v":0.2},{"$f":"Padroes!S$10","v":0.5},{"$f":"K27","v":1.3},3489.9076799999998,0.7,1,1080.4261584432188,1148.7811497465325,1338.6561255890704,3967.1010494104253,8.8500000000000014,6.8500000000000014,3.728769401330378,2766.5557511112434,3911.9098320712978,2941.5865876284061,4159.403434906566,3427.7833557316362,4846.8856650045336,10158.21964112752,14363.722572554314,-2766.5557511112434,-2941.5865876284061,-3427.7833557316362,-10158.21964112752,559.76129397714681,942.48180660338221,1275.7350420874509,395.7512348418428,666.33463726859122,901.9446747558278,2560.6152993348114,2560.6152993348114,2560.6152993348114,395.7512348418428,666.33463726859122,901.9446747558278]
[null,12,200,{"$f":"D33","v":1130},{"$f":"0.6+0.1*B$78","v":1.8000000000000003},{"$f":"B$78-E78-0.2","v":10},{"$f":"G33","v":0.41},{"$f":"Padroes!S$8","v":1},{"$f":"Padroes!S$9","v":0.2},{"$f":"Padroes!S$10","v":0.5},{"$f":"K33","v":0.6},{"$f":"L33","v":1638.9392},{"$f":"M33","v":0.75},{"$f":"N33","v":1},1143.5483634211309,1211.2682805563782,1390.7260609647831,1762.5109343612821,9.75,7.75,4.1819306930693072,3183.6782716780122,4501.7210761527094,3372.2128677123424,4768.3089949452515,3871.829547203316,5474.7669797454892,4906.8915183733961,6938.3446069799811,-3183.6782716780122,-3372.2128677123424,-3871.829547203316,-4906.8915183733961,514.84033488923467,866.84744758094405,1173.3570423056976,363.99211676668887,612.86114543972735,829.56342891012821,2784.0346534653463,2784.0346534653463,2784.0346534653463,363.99211676668887,612.86114543972735,829.56342891012821]
[null,12,400,{"$f":"D34","v":1130},{"$f":"0.6+0.1*B$78","v":1.8000000000000003},{"$f":"B$78-E79-0.2","v":10},{"$f":"G34","v":0.41},{"$f":"Padroes!S$8","v":1},{"$f":"Padroes!S$9","v":0.2},{"$f":"Padroes!S$10","v":0.5},{"$f":"K34","v":0.7},{"$f":"L34","v":1822.7228},0.75,1,1143.5483634211309,1211.2682805563782,1390.7260609647831,2074.6849018057533,9.75,7.75,4.1819306930693072,3183.6782716780122,4501.7210761527094,3372.2128677123424,4768.3089949452515,3871.829547203316,5474.7669797454892,5775.9946616485668,8167.2564515710728,-3183.6782716780122,-3372.2128677123424,-3871.829547203316,-5775.9946616485668,514.84033488923467,866.84744758094405,1173.3570423056976,363.99211676668887,612.86114543972735,829.56342891012821,2784.0346534653463,2784.0346534653463,2784.0346534653463,363.99211676668887,612.86114543972735,829.56342891012821]
[null,12,600,{"$f":"D35","v":1440},{"$f":"0.6+0.1*B$78","v":1.8000000000000003},{"$f":"B$78-E80-0.2","v":10},{"$f":"G35","v":0.43},{"$f":"Padroes!S$8","v":1},{"$f":"Padroes!S$9","v":0.2},{"$f":"Padroes!S$10","v":0.5},{"$f":"K35","v":0.9},2585.1131999999998,0.75,1,1199.3312104172837,1264.7555371411665,1438.1300029594561,2741.0525397283368,9.75,7.75,4.1819306930693072,3338.979650784257,4721.3172262089392,3521.1232435631855,4978.8682663983445,4003.8037644273468,5661.3785229002679,7631.1852575728881,10790.495954208061,-3338.979650784257,-3521.1232435631855,-4003.8037644273468,-7631.1852575728881,514.84033488923467,866.84744758094405,1173.3570423056976,363.99211676668887,612.86114543972735,829.56342891012821,2784.0346534653463,2784.0346534653463,2784.0346534653463,363.99211676668887,612.86114543972735,829.56342891012821]
[null,12,1000,{"$f":"D36","v":1770},{"$f":"0.6+0.1*B$78","v":1.8000000000000003},{"$f":"B$78-E81-0.2","v":10},{"$f":"G36","v":0.47},{"$f":"Padroes!S$8","v":1},{"$f":"Padroes!S$9","v":0.2},{"$f":"Padroes!S$10","v":0.5},{"$f":"K36","v":1.3},4159.1867999999995,0.75,1,1310.8969044095893,1371.7300503107433,1532.9378869488021,4187.4973095378937,9.75,7.75,4.1819306930693072,3649.5824089967464,5160.5095263213989,3818.9439952648722,5399.9868093045297,4267.7521988754088,6034.601609209828,11658.1376210464,16484.606596159607,-3649.5824089967464,-3818.9439952648722,-4267.7521988754088,-11658.1376210464,514.84033488923467,866.84744758094405,1173.3570423056976,363.99211676668887,612.86114543972735,829.56342891012821,2784.0346534653463,2784.0346534653463,2784.0346534653463,363.99211676668887,612.86114543972735,829.56342891012821]
[null,13,200,{"$f":"D42","v":1280},{"$f":"0.6+0.1*B$82","v":1.9},{"$f":"B$82-E82-0.2","v":10.9},{"$f":"G42","v":0.43},{"$f":"Padroes!S$8","v":1},{"$f":"Padroes!S$9","v":0.2},{"$f":"Padroes!S$10","v":0.5},{"$f":"K42","v":0.6},{"$f":"L42","v":1822.8684800000001},{"$f":"M42","v":0.8},{"$f":"N42","v":1},1272.7940247232862,1337.7333320466671,1503.0333870516367,1862.1239230744275,{"$f":"F82-0.25","v":10.65},8.65,4.634481216457961,3828.2581816514994,5413.1570688552201,4023.579993148503,5689.3421103119827,4520.762786049967,6392.3585794746523,5600.8207182686047,7919.5604956318066,{"$f":"($U82-$S82)*$O82/F$65","v":-3828.2581816514994},{"$f":"(U82-S82)*P82/F$65","v":-4023.579993148503},{"$f":"(U82-S82)*Q82/F$65","v":-4520.762786049967},{"$f":"(U82-S82)*R82/F$65","v":-5600.8207182686047},476.54521078209063,802.36914559589218,1086.0797827126717,336.91746402293808,567.27498593629571,767.85840637785884,3007.7593917710196,3007.7593917710196,3007.7593917710196,336.91746402293808,567.27498593629571,767.85840637785884]
[null,13,400,{"$f":"D43","v":1280},{"$f":"0.6+0.1*B$82","v":1.9},{"$f":"B$82-E83-0.2","v":10.9},{"$f":"G43","v":0.43},{"$f":"Padroes!S$8","v":1},{"$f":"Padroes!S$9","v":0.2},{"$f":"Padroes!S$10","v":0.5},{"$f":"K43","v":0.7},{"$f":"L43","v":2018.9043200000001},0.8,1,1272.7940247232862,1337.7333320466671,1503.0333870516367,2190.9553222598383,{"$f":"F83-0.25","v":10.65},8.65,4.634481216457961,3828.2581816514994,5413.1570688552201,4023.579993148503,5689.3421103119827,4520.762786049967,6392.3585794746523,6589.8664474777297,9318.0711567335093,{"$f":"($U83-$S83)*$O83/F$65","v":-3828.2581816514994},{"$f":"(U83-S83)*P83/F$65","v":-4023.579993148503},{"$f":"(U83-S83)*Q83/F$65","v":-4520.762786049967},{"$f":"(U83-S83)*R83/F$65","v":-6589.8664474777297},476.54521078209063,802.36914559589218,1086.0797827126717,336.91746402293808,567.27498593629571,767.85840637785884,3007.7593917710196,3007.7593917710196,3007.7593917710196,336.91746402293808,567.27498593629571,767.85840637785884]
[null,13,600,{"$f":"D44","v":1680},{"$f":"0.6+0.1*B$82","v":1.9},{"$f":"B$82-E84-0.2","v":10.9},{"$f":"G44","v":0.45},{"$f":"Padroes!S$8","v":1},{"$f":"Padroes!S$9","v":0.2},{"$f":"Padroes!S$10","v":0.5},{"$f":"K44","v":0.9},2901.45408,0.8,1,1331.9937468034391,1394.6544819400347,1554.1545350150056,2891.8920103143496,{"$f":"F84-0.25","v":10.65},8.65,4.634481216457961,4006.3167017283135,5664.9318162438349,4194.785116330685,5931.4261544915889,4674.522898954905,6609.7753791222358,8698.1153540105588,12299.135110570931,{"$f":"($U84-$S84)*$O84/F$65","v":-4006.3167017283135},{"$f":"(U84-S84)*P84/F$65","v":-4194.785116330685},{"$f":"(U84-S84)*Q84/F$65","v":-4674.522898954905},{"$f":"(U84-S84)*R84/F$65","v":-8698.1153540105588},476.54521078209063,802.36914559589218,1086.0797827126717,336.91746402293808,567.27498593629571,767.85840637785884,3007.7593917710196,3007.7593917710196,3007.7593917710196,336.91746402293808,567.27498593629571,767.85840637785884]
[null,13,1000,{"$f":"D45","v":1920},{"$f":"0.6+0.1*B$82","v":1.9},{"$f":"B$82-E85-0.2","v":10.9},{"$f":"G45","v":0.49},{"$f":"Padroes!S$8","v":1},{"$f":"Padroes!S$9","v":0.2},{"$f":"Padroes!S$10","v":0.5},{"$f":"K45","v":1.3},4468.4659200000006,0.8,1,1450.3931909637447,1508.4967817267695,1656.3968309417426,4386.3204016927202,{"$f":"F85-0.25","v":10.65},8.65,4.634481216457961,4362.4337418819414,6168.4813110210644,4537.195362695049,6415.5942428507997,4982.0431247647803,7044.6089784173982,13192.996383508111,18654.896886280469,{"$f":"($U85-$S85)*$O85/F$65","v":-4362.4337418819414},{"$f":"(U85-S85)*P85/F$65","v":-4537.195362695049},{"$f":"(U85-S85)*Q85/F$65","v":-4982.0431247647803},{"$f":"(U85-S85)*R85/F$65","v":-13192.996383508111},476.54521078209063,802.36914559589218,1086.0797827126717,336.91746402293808,567.27498593629571,767.85840637785884,3007.7593917710196,3007.7593917710196,3007.7593917710196,336.91746402293808,567.27498593629571,767.85840637785884]
[null,"Poste de Madeira"]
[null,"comprimento","carga","peso","t","h *","b","m","n","p",null,null,null,null,"SIMPLES ","ESCORA SIMPLES","ESCORA DUPLA"]
[null,9,{"$f":"Padroes!W10","v":295},209,{"$f":"0.6+0.1*B88","v":1.5},{"$f":"B88-0.2-E88","v":7.3000000000000007},{"$f":"Padroes!Y10","v":0.22},{"$f":"Padroes!S$8","v":1},{"$f":"Padroes!S$9","v":0.2},{"$f":"Padroes!S$10","v":0.5},null,null,null,null,{"$f":"($B$63*G88*E88^3) / ((2*$F$65+3*T88)/(2*$F$65+6*T88)*T88)","v":531.47368421052613},{"$f":"(($B$63*G88*E88^3)+ (3*$B$63*(2*J88*I88 - I88^2)*(H88-G88))*( E88/2 - J88+I88/2)) / ((2*$F$65+3*T88)/(2*$F$65+6*T88)*T88)","v":625.27073684210507},{"$f":"(($B$63*G88*E88^3)+ (6*$B$63*I88*J88*(H88-G88)) * (E88+I88-J88-(I88^2/H88))) / ((2*$F$65+3*T88)/(2*$F$65+6*T88)*T88)","v":920.06147368421034},null,{"$f":"F88-0.3","v":7.0000000000000009},{"$f":"S88-$F$65","v":5.0000000000000009},{"$f":"T88*(2*$F$65+3*T88)/(2*$F$65+6*T88)","v":2.7941176470588238},{"$f":"$O88* ($S88-$U88)/$F$65","v":1117.6578947368421},{"$f":"1.414*$O88*($S88-$U88)/$F$65","v":1580.3682631578945},{"$f":"$P88* ($S88-$U88)/$F$65","v":1314.9075789473684},{"$f":"1.414*$P88*($S88-$U88)/$F$65","v":1859.2793166315787},{"$f":"$Q88* ($S88-$U88)/$F$65","v":1934.835157894737},{"$f":"1.414*$Q88*($S88-$U88)/$F$65","v":2735.8569132631578},null,null,{"$f":"(U88-S88)*O88/F$65","v":-1117.6578947368421},{"$f":"(U88-S88)*P88/F$65","v":-1314.9075789473684},{"$f":"(U88-S88)*Q88/F$65","v":-1934.835157894737},null,{"$f":"AH$66*F$65/(S88-U88)","v":681.58508158508141},{"$f":"AI$66*F$65/(S88-U88)","v":1147.5990675990674},{"$f":"AJ$66*F$65/ (S88-U88)","v":1553.3799533799529},{"$f":"AK$66*$F$65* 0.707 / ($S88-$U88)","v":481.88065268065253},811.35254079254059,1098.2396270396268,{"$f":"AN$66*( U88-S88)/F$65","v":2102.9411764705887},{"$f":"AO$66*(U88-S88)/F$65","v":2102.9411764705887},{"$f":"AP$66*(U88-S88)/F$65","v":2102.9411764705887},{"$f":"MIN(AH88,AK88,AN88)","v":481.88065268065253},811.35254079254059,1098.2396270396268]
[null,10,{"$f":"Padroes!W11","v":255},232,{"$f":"0.6+0.1*B89","v":1.6},{"$f":"B89-0.2-E89","v":8.2000000000000011},{"$f":"Padroes!Y11","v":0.23},{"$f":"Padroes!S$8","v":1},{"$f":"Padroes!S$9","v":0.2},{"$f":"Padroes!S$10","v":0.5},null,null,null,null,{"$f":"($B$63*G89*E89^3) / ((2*$F$65+3*T89)/(2*$F$65+6*T89)*T89)","v":575.36028306059268},{"$f":"(($B$63*G89*E89^3)+ (3*$B$63*(2*J89*I89 - I89^2)*(H89-G89))*( E89/2 - J89+I89/2)) / ((2*$F$65+3*T89)/(2*$F$65+6*T89)*T89)","v":665.65119704632423},{"$f":"(($B$63*G89*E89^3)+ (6*$B$63*I89*J89*(H89-G89)) * (E89+I89-J89-(I89^2/H89))) / ((2*$F$65+3*T89)/(2*$F$65+6*T89)*T89)","v":930.88075687941068},null,{"$f":"F89-0.25","v":7.9500000000000011},{"$f":"S89-$F$65","v":5.9500000000000011},{"$f":"T89*(2*$F$65+3*T89)/(2*$F$65+6*T89)","v":3.2747481108312346},{"$f":"$O89* ($S89-$U89)/$F$65","v":1344.977125165856},{"$f":"1.414*$O89*($S89-$U89)/$F$65","v":1901.7976549845205},{"$f":" $P89/$F$65 * (($F89-0.25) - ((2*$F$65+3*($F89-0.25-$F$65))/(2*$F$65+6*($F89-0.25-$F$65))*($F89-0.25-$F$65)))","v":1556.0435082591391},{"$f":" ($P89*1.414/$F$65) * (($F89-0.25) - ((2*$F$65+3*($F89-0.25-$F$65))/(2*$F$65+6*($F89-0.25-$F$65))*($F89-0.25-$F$65)))","v":2200.2455206784225},{"$f":" $Q89/$F$65 * (($F89-0.25) - ((2*$F$65+3*($F89-0.25-$F$65))/(2*$F$65+6*($F89-0.25-$F$65))*($F89-0.25-$F$65)))","v":2176.051008595658},{"$f":"1.414*$Q89*($S89-$U89)/$F$65","v":3076.9361261542604},null,null,{"$f":"(U89-S89)*O89/F$65","v":-1344.977125165856},{"$f":"(U89-S89)*P89/F$65","v":-1556.0435082591391},{"$f":"(U89-S89)*Q89/F$65","v":-2176.051008595658},null,{"$f":"AH$66*F$65/(S89-U89)","v":613.15769387910859},{"$f":"AI$66*F$65/(S89-U89)","v":1032.3864427173828},{"$f":"AJ$66*F$65/ (S89-U89)","v":1397.4291627942475},433.50248957252973,729.89721500118969,987.98241809553292,{"$f":"AN$66*( U89-S89)/F$65","v":2337.6259445843834},{"$f":"AO$66*(U89-S89)/F$65","v":2337.6259445843834},{"$f":"AP$66*(U89-S89)/F$65","v":2337.6259445843834},433.50248957252973,729.89721500118969,987.98241809553292]
[null,11,{"$f":"Padroes!W12","v":300},300,{"$f":"0.6+0.1*B90","v":1.7000000000000002},{"$f":"B90-0.2-E90","v":9.1000000000000014},{"$f":"Padroes!Y12","v":0.24},{"$f":"Padroes!S$8","v":1},{"$f":"Padroes!S$9","v":0.2},{"$f":"Padroes!S$10","v":0.5},null,null,null,null,{"$f":"($B$63*G90*E90^3) / ((2*$F$65+3*T90)/(2*$F$65+6*T90)*T90)","v":632.44458055212817},{"$f":"(($B$63*G90*E90^3)+ (3*$B$63*(2*J90*I90 - I90^2)*(H90-G90))*( E90/2 - J90+I90/2)) / ((2*$F$65+3*T90)/(2*$F$65+6*T90)*T90)","v":720.49507782419323},{"$f":"(($B$63*G90*E90^3)+ (6*$B$63*I90*J90*(H90-G90)) * (E90+I90-J90-(I90^2/H90))) / ((2*$F$65+3*T90)/(2*$F$65+6*T90)*T90)","v":965.07979246881837},null,{"$f":"F90-0.25","v":8.8500000000000014},{"$f":"S90-$F$65","v":6.8500000000000014},{"$f":"T90*(2*$F$65+3*T90)/(2*$F$65+6*T90)","v":3.728769401330378},{"$f":" $O90/$F$65 * (($F90-0.25) - ((2*$F$65+3*($F90-0.25-$F$65))/(2*$F$65+6*($F90-0.25-$F$65))*($F90-0.25-$F$65)))","v":1619.4472689431673},{"$f":"1.414*$O90*($S90-$U90)/$F$65","v":2289.8984382856379},{"$f":" $P90/$F$65 * (($F90-0.25) - ((2*$F$65+3*($F90-0.25-$F$65))/(2*$F$65+6*($F90-0.25-$F$65))*($F90-0.25-$F$65)))","v":1844.9107193720552},{"$f":" ($P90*1.414/$F$65) * (($F90-0.25) - ((2*$F$65+3*($F90-0.25-$F$65))/(2*$F$65+6*($F90-0.25-$F$65))*($F90-0.25-$F$65)))","v":2608.703757192086},{"$f":" $Q90/$F$65 * (($F90-0.25) - ((2*$F$65+3*($F90-0.25-$F$65))/(2*$F$65+6*($F90-0.25-$F$65))*($F90-0.25-$F$65)))","v":2471.1980816745213},{"$f":" ($Q90*1.414/$F$65) * (($F90-0.25) - ((2*$F$65+3*($F90-0.25-$F$65))/(2*$F$65+6*($F90-0.25-$F$65))*($F90-0.25-$F$65)))","v":3494.2740874877736},null,null,{"$f":"(U90-S90)*O90/F$65","v":-1619.447268943167},{"$f":"(U90-S90)*P90/F$65","v":-1844.9107193720549},{"$f":"(U90-S90)*Q90/F$65","v":-2471.1980816745213},null,{"$f":"AH$66*F$65/(S90-U90)","v":559.76129397714681},{"$f":"AI$66*F$65/(S90-U90)","v":942.48180660338221},{"$f":"AJ$66*F$65/ (S90-U90)","v":1275.7350420874509},395.7512348418428,666.33463726859122,901.9446747558278,{"$f":"AN$66*( U90-S90)/F$65","v":2560.6152993348114},{"$f":"AO$66*(U90-S90)/F$65","v":2560.6152993348114},{"$f":"AP$66*(U90-S90)/F$65","v":2560.6152993348114},395.7512348418428,666.33463726859122,901.9446747558278]
[null,12,{"$f":"Padroes!W13","v":265},327,{"$f":"0.6+0.1*B91","v":1.8000000000000003},{"$f":"B91-0.2-E91","v":10},{"$f":"Padroes!Y13","v":0.24},{"$f":"Padroes!S$8","v":1},{"$f":"Padroes!S$9","v":0.2},{"$f":"Padroes!S$10","v":0.5},null,null,null,null,{"$f":"($B$63*G91*E91^3) / ((2*$F$65+3*T91)/(2*$F$65+6*T91)*T91)","v":669.39416395383273},{"$f":"(($B$63*G91*E91^3)+ (3*$B$63*(2*J91*I91 - I91^2)*(H91-G91))*( E91/2 - J91+I91/2)) / ((2*$F$65+3*T91)/(2*$F$65+6*T91)*T91)","v":756.62659958567644},{"$f":"(($B$63*G91*E91^3)+ (6*$B$63*I91*J91*(H91-G91)) * (E91+I91-J91-(I91^2/H91))) / ((2*$F$65+3*T91)/(2*$F$65+6*T91)*T91)","v":987.7925540100623},null,{"$f":"F91-0.25","v":9.75},{"$f":"S91-$F$65","v":7.75},{"$f":"T91*(2*$F$65+3*T91)/(2*$F$65+6*T91)","v":4.1819306930693072},{"$f":" $O91/$F$65 * (($F91-0.25) - ((2*$F$65+3*($F91-0.25-$F$65))/(2*$F$65+6*($F91-0.25-$F$65))*($F91-0.25-$F$65)))","v":1863.616549274934},{"$f":"1.414*$O91*($S91-$U91)/$F$65","v":2635.1538006747564},{"$f":" $P91/$F$65 * (($F91-0.25) - ((2*$F$65+3*($F91-0.25-$F$65))/(2*$F$65+6*($F91-0.25-$F$65))*($F91-0.25-$F$65)))","v":2106.4746729801723},{"$f":" ($P91*1.414/$F$65) * (($F91-0.25) - ((2*$F$65+3*($F91-0.25-$F$65))/(2*$F$65+6*($F91-0.25-$F$65))*($F91-0.25-$F$65)))","v":2978.5551875939632},{"$f":" $Q91/$F$65 * (($F91-0.25) - ((2*$F$65+3*($F91-0.25-$F$65))/(2*$F$65+6*($F91-0.25-$F$65))*($F91-0.25-$F$65)))","v":2750.0487007990532},{"$f":" ($Q91*1.414/$F$65) * (($F91-0.25) - ((2*$F$65+3*($F91-0.25-$F$65))/(2*$F$65+6*($F91-0.25-$F$65))*($F91-0.25-$F$65)))","v":3888.5688629298611},null,null,{"$f":"(U91-S91)*O91/F$65","v":-1863.616549274934},{"$f":"(U91-S91)*P91/F$65","v":-2106.4746729801723},{"$f":"(U91-S91)*Q91/F$65","v":-2750.0487007990532},null,{"$f":"AH$66*F$65/(S91-U91)","v":514.84033488923467},{"$f":"AI$66*F$65/(S91-U91)","v":866.84744758094405},{"$f":"AJ$66*F$65/ (S91-U91)","v":1173.3570423056976},363.99211676668887,612.86114543972735,829.56342891012821,{"$f":"AN$66*( U91-S91)/F$65","v":2784.0346534653463},{"$f":"AO$66*(U91-S91)/F$65","v":2784.0346534653463},{"$f":"AP$66*(U91-S91)/F$65","v":2784.0346534653463},363.99211676668887,612.86114543972735,829.56342891012821]
[null,13,{"$f":"Padroes!W14","v":230},355,{"$f":"0.6+0.1*B92","v":1.9},{"$f":"B92-0.2-E92","v":10.9},{"$f":"Padroes!Y14","v":0.25},{"$f":"Padroes!S$8","v":1},{"$f":"Padroes!S$9","v":0.2},{"$f":"Padroes!S$10","v":0.5},null,null,null,null,{"$f":"($B$63*G92*E92^3) / ((2*$F$65+3*T92)/(2*$F$65+6*T92)*T92)","v":739.99652600191052},{"$f":"(($B$63*G92*E92^3)+ (3*$B$63*(2*J92*I92 - I92^2)*(H92-G92))*( E92/2 - J92+I92/2)) / ((2*$F$65+3*T92)/(2*$F$65+6*T92)*T92)","v":825.44298300635921},{"$f":"(($B$63*G92*E92^3)+ (6*$B$63*I92*J92*(H92-G92)) * (E92+I92-J92-(I92^2/H92))) / ((2*$F$65+3*T92)/(2*$F$65+6*T92)*T92)","v":1042.9430553813195},null,{"$f":"F92-0.25","v":10.65},{"$f":"S92-$F$65","v":8.65},{"$f":"T92*(2*$F$65+3*T92)/(2*$F$65+6*T92)","v":4.634481216457961},{"$f":" $O92/$F$65 * (($F92-0.25) - ((2*$F$65+3*($F92-0.25-$F$65))/(2*$F$65+6*($F92-0.25-$F$65))*($F92-0.25-$F$65)))","v":2225.7315009601739},{"$f":"1.414*$O92*($S92-$U92)/$F$65","v":3147.1843423576861},{"$f":" $P92/$F$65 * (($F92-0.25) - ((2*$F$65+3*($F92-0.25-$F$65))/(2*$F$65+6*($F92-0.25-$F$65))*($F92-0.25-$F$65)))","v":2482.733884508863},{"$f":" ($P92*1.414/$F$65) * (($F92-0.25) - ((2*$F$65+3*($F92-0.25-$F$65))/(2*$F$65+6*($F92-0.25-$F$65))*($F92-0.25-$F$65)))","v":3510.585712695532},{"$f":" $Q92/$F$65 * (($F92-0.25) - ((2*$F$65+3*($F92-0.25-$F$65))/(2*$F$65+6*($F92-0.25-$F$65))*($F92-0.25-$F$65)))","v":3136.9217699055266},{"$f":" ($Q92*1.414/$F$65) * (($F92-0.25) - ((2*$F$65+3*($F92-0.25-$F$65))/(2*$F$65+6*($F92-0.25-$F$65))*($F92-0.25-$F$65)))","v":4435.6073826464135},null,null,{"$f":"(U92-S92)*O92/F$65","v":-2225.7315009601739},{"$f":"(U92-S92)*P92/F$65","v":-2482.733884508863},{"$f":"(U92-S92)*Q92/F$65","v":-3136.9217699055266},null,{"$f":"AH$66*F$65/(S92-U92)","v":476.54521078209063},{"$f":"AI$66*F$65/(S92-U92)","v":802.36914559589218},{"$f":"AJ$66*F$65/ (S92-U92)","v":1086.0797827126717},336.91746402293808,567.27498593629571,767.85840637785884,{"$f":"AN$66*( U92-S92)/F$65","v":3007.7593917710196},{"$f":"AO$66*(U92-S92)/F$65","v":3007.7593917710196},{"$f":"AP$66*(U92-S92)/F$65","v":3007.7593917710196},{"$f":"MIN(AH92,AK92,AN92)","v":336.91746402293808},{"$f":"MIN(AI92,AL92,AO92)","v":567.27498593629571},{"$f":"MIN(AJ92,AM92,AP92)","v":767.85840637785884}]
[]
[]
[]
[null,null,null,null,null,null,null,null,null,null,null,null,null,null,null,null,null,null,null,null,null,null,"Valores para Critários de Projetos"]
["Poste de concreto Duplo T",null,null,null,"DADOS DO POSTE",null,"Face A","dados escora",null,null,"dados da base concretada",null,null,null,"VALOR DA TRAÇÃO NO TOPO  (daN)"]
["comprimento",null,"carga","peso","t","h*","b","m","n","c","d","P","q","K","SIMPLES ","ESCORA\nSIMPLES","ESCORA\nDUPLA","CONCRETADO",9,null,null,null,"SIMPLES ","ESCORA\nSIMPLES","ESCORA\nDUPLA","CONCRETADO"]
[9,9,{"$f":"IF(Padroes!H10=\"\",\"\",Padroes!H10)","v":150},{"$f":"IF(Padroes!I10<>\"\",Padroes!I10,\"\")","v":470},{"$f":"IF(D99=\"\",\"\",(0.6+0.1*B99))","v":1.5},{"$f":"IF(E99=\"\",\"\",(B99-E99-0.5))","v":7},{"$f":"IF(Padroes!J10=\"\",\"\",Padroes!J10)","v":0.26400000000000001},{"$f":"IF(E99=\"\",\"\",Padroes!S$8)","v":1},{"$f":"IF(E99=\"\",\"\",Padroes!S$9)","v":0.2},{"$f":"IF(E99=\"\",\"\",Padroes!S$10)","v":0.5},{"$f":"IF(Padroes!L10=\"\",\"\",Padroes!L10)","v":0.625},{"$f":"IF(D99=\"\",\"\",(D99+(3.1416*K99^2*M99/4*2400)))","v":911.78749999999991},{"$f":"IF(E99=\"\",\"\",Padroes!$AI$8)","v":0.6},{"$f":"IF(E99=\"\",\"\",Padroes!$AL$23)","v":1},{"$f":"IF(E99=\"\",\"\",($B$63*G99*E99^3)/(F99+E99))","v":209.64705882352942},{"$f":"IF(E99=\"\",\"\",(3*$B$63*(2*J99*I99 - I99^2)*(H99-G99))*(E99-J99+I99/2)/(F99+E99/2) + O99)","v":309.93299430740041},{"$f":"IF(E99=\"\",\"\",(3*$B$63 * (2*E99*I99-I99^2)*(H99-G99) ) * (I99/2) / (F99+E99) + P99)","v":339.02664136622394},{"$f":"IF(E99=\"\",\"\",(N99*$B$63*K99*E99^3)/(F99+E99) + (K99*L99/(F99+E99)) * (0.5 - (2*L99/(3*$C$63*K99^2))))","v":525.67204534392158},null,{"$f":"IF(Padroes!N10=\"\",\"\",Padroes!N10)","v":"D"},null,null,{"$f":"IF(O99=\"\",\"\",O99*Parametros!$I$26)","v":167.71764705882356},{"$f":"IF(P99=\"\",\"\",P99*Parametros!$I$27)","v":247.94639544592033},{"$f":"IF(Q99=\"\",\"\",Q99*Parametros!$I$28)","v":271.22131309297919},{"$f":"IF(R99=\"\",\"\",R99*Parametros!$I$29)","v":525.67204534392158}]
[null,9,{"$f":"IF(Padroes!H11=\"\",\"\",Padroes!H11)","v":200},{"$f":"IF(Padroes!I11<>\"\",Padroes!I11,\"\")","v":470},{"$f":"IF(D100=\"\",\"\",(0.6+0.1*B100))","v":1.5},{"$f":"IF(E100=\"\",\"\",(B100-E100-0.5))","v":7},{"$f":"IF(Padroes!J11=\"\",\"\",Padroes!J11)","v":0.26400000000000001},{"$f":"IF(E100=\"\",\"\",Padroes!S$8)","v":1},{"$f":"IF(E100=\"\",\"\",Padroes!S$9)","v":0.2},{"$f":"IF(E100=\"\",\"\",Padroes!S$10)","v":0.5},{"$f":"IF(Padroes!L11=\"\",\"\",Padroes!L11)","v":0.625},{"$f":"IF(D100=\"\",\"\",(D100+(3.1416*K100^2*M100/4*2400)))","v":911.78749999999991},{"$f":"IF(E100=\"\",\"\",Padroes!$AI$8)","v":0.6},{"$f":"IF(E100=\"\",\"\",Padroes!$AL$23)","v":1},209.64705882352942,{"$f":"IF(E100=\"\",\"\",(3*$B$63*(2*J100*I100 - I100^2)*(H100-G100))*(E100-J100+I100/2)/(F100+E100/2) + O100)","v":309.93299430740041},{"$f":"IF(E100=\"\",\"\",(3*$B$63 * (2*E100*I100-I100^2)*(H100-G100) ) * (I100/2) / (F100+E100) + P100)","v":339.02664136622394},{"$f":"IF(E100=\"\",\"\",(N100*$B$63*K100*E100^3)/(F100+E100) + (K100*L100/(F100+E100)) * (0.5 - (2*L100/(3*$C$63*K100^2))))","v":525.67204534392158},null,{"$f":"IF(Padroes!N11=\"\",\"\",Padroes!N11)","v":"D"},null,null,{"$f":"IF(O100=\"\",\"\",O100*Parametros!$I$26)","v":167.71764705882356},{"$f":"IF(P100=\"\",\"\",P100*Parametros!$I$27)","v":247.94639544592033},{"$f":"IF(Q100=\"\",\"\",Q100*Parametros!$I$28)","v":271.22131309297919},{"$f":"IF(R100=\"\",\"\",R100*Parametros!$I$29)","v":525.67204534392158}]
[null,9,{"$f":"IF(Padroes!H12=\"\",\"\",Padroes!H12)","v":300},{"$f":"IF(Padroes!I12<>\"\",Padroes!I12,\"\")","v":750},1.5,7,{"$f":"IF(Padroes!J12=\"\",\"\",Padroes!J12)","v":0.39200000000000002},{"$f":"IF(E101=\"\",\"\",Padroes!S$8)","v":1},{"$f":"IF(E101=\"\",\"\",Padroes!S$9)","v":0.2},{"$f":"IF(E101=\"\",\"\",Padroes!S$10)","v":0.5},{"$f":"IF(Padroes!L12=\"\",\"\",Padroes!L12)","v":0.78700000000000003},{"$f":"IF(D101=\"\",\"\",(D101+(3.1416*K101^2*M101/4*2400)))","v":1450.491474144},{"$f":"IF(E101=\"\",\"\",Padroes!$AI$8)","v":0.6},{"$f":"IF(E101=\"\",\"\",Padroes!$AL$23)","v":1},311.29411764705884,{"$f":"IF(E101=\"\",\"\",(3*$B$63*(2*J101*I101 - I101^2)*(H101-G101))*(E101-J101+I101/2)/(F101+E101/2) + O101)","v":394.13902087286527},{"$f":"IF(E101=\"\",\"\",(3*$B$63 * (2*E101*I101-I101^2)*(H101-G101) ) * (I101/2) / (F101+E101) + P101)","v":418.17290322580646},{"$f":"IF(E101=\"\",\"\",(N101*$B$63*K101*E101^3)/(F101+E101) + (K101*L101/(F101+E101)) * (0.5 - (2*L101/(3*$C$63*K101^2))))","v":683.73283451421321},null,{"$f":"IF(Padroes!N12=\"\",\"\",Padroes!N12)","v":"B"},null,null,{"$f":"IF(O101=\"\",\"\",O101*Parametros!$I$26)","v":249.03529411764708},{"$f":"IF(P101=\"\",\"\",P101*Parametros!$I$27)","v":315.31121669829224},{"$f":"IF(Q101=\"\",\"\",Q101*Parametros!$I$28)","v":334.53832258064517},{"$f":"IF(R101=\"\",\"\",R101*Parametros!$I$29)","v":683.73283451421321}]
[null,9,{"$f":"IF(Padroes!H13=\"\",\"\",Padroes!H13)","v":400},{"$f":"IF(Padroes!I13<>\"\",Padroes!I13,\"\")","v":750},1.5,7,{"$f":"IF(Padroes!J13=\"\",\"\",Padroes!J13)","v":0.39200000000000002},{"$f":"IF(E102=\"\",\"\",Padroes!S$8)","v":1},{"$f":"IF(E102=\"\",\"\",Padroes!S$9)","v":0.2},{"$f":"IF(E102=\"\",\"\",Padroes!S$10)","v":0.5},{"$f":"IF(Padroes!L13=\"\",\"\",Padroes!L13)","v":0.78700000000000003},{"$f":"IF(D102=\"\",\"\",(D102+(3.1416*K102^2*M102/4*2400)))","v":1450.491474144},{"$f":"IF(E102=\"\",\"\",Padroes!$AI$8)","v":0.6},{"$f":"IF(E102=\"\",\"\",Padroes!$AL$23)","v":1},311.29411764705884,394.13902087286527,418.17290322580646,683.73283451421321,null,{"$f":"IF(Padroes!N13=\"\",\"\",Padroes!N13)","v":"B"},null,null,{"$f":"IF(O102=\"\",\"\",O102*Parametros!$I$26)","v":249.03529411764708},{"$f":"IF(P102=\"\",\"\",P102*Parametros!$I$27)","v":315.31121669829224},{"$f":"IF(Q102=\"\",\"\",Q102*Parametros!$I$28)","v":334.53832258064517},{"$f":"IF(R102=\"\",\"\",R102*Parametros!$I$29)","v":683.73283451421321}]
[null,9,{"$f":"IF(Padroes!H14=\"\",\"\",Padroes!H14)","v":600},{"$f":"IF(Padroes!I14<>\"\",Padroes!I14,\"\")","v":750},1.5,7,{"$f":"IF(Padroes!J14=\"\",\"\",Padroes!J14)","v":0.39200000000000002},{"$f":"IF(E103=\"\",\"\",Padroes!S$8)","v":1},{"$f":"IF(E103=\"\",\"\",Padroes!S$9)","v":0.2},{"$f":"IF(E103=\"\",\"\",Padroes!S$10)","v":0.5},{"$f":"IF(Padroes!L14=\"\",\"\",Padroes!L14)","v":0.78700000000000003},{"$f":"IF(D103=\"\",\"\",(D103+(3.1416*K103^2*M103/4*2400)))","v":1450.491474144},{"$f":"IF(E103=\"\",\"\",Padroes!$AI$8)","v":0.6},{"$f":"IF(E103=\"\",\"\",Padroes!$AL$23)","v":1},311.29411764705884,394.13902087286527,418.17290322580646,683.73283451421321,null,{"$f":"IF(Padroes!N14=\"\",\"\",Padroes!N14)","v":"B"},null,null,{"$f":"IF(O103=\"\",\"\",O103*Parametros!$I$26)","v":249.03529411764708},{"$f":"IF(P103=\"\",\"\",P103*Parametros!$I$27)","v":315.31121669829224},{"$f":"IF(Q103=\"\",\"\",Q103*Parametros!$I$28)","v":334.53832258064517},{"$f":"IF(R103=\"\",\"\",R103*Parametros!$I$29)","v":683.73283451421321}]
[null,9,{"$f":"IF(Padroes!H15=\"\",\"\",Padroes!H15)","v":1000},{"$f":"IF(Padroes!I15<>\"\",Padroes!I15,\"\")","v":1026},1.5,7,{"$f":"IF(Padroes!J15=\"\",\"\",Padroes!J15)","v":0.434},{"$f":"IF(E104=\"\",\"\",Padroes!S$8)","v":1},{"$f":"IF(E104=\"\",\"\",Padroes!S$9)","v":0.2},{"$f":"IF(E104=\"\",\"\",Padroes!S$10)","v":0.5},{"$f":"IF(Padroes!L15=\"\",\"\",Padroes!L15)","v":0.86799999999999999},1878.1044618239998,{"$f":"IF(E104=\"\",\"\",Padroes!$AI$8)","v":0.6},{"$f":"IF(E104=\"\",\"\",Padroes!$AL$23)","v":1},344.64705882352939,421.76912333965845,444.14277039848196,772.43911423629118,null,{"$f":"IF(Padroes!N15=\"\",\"\",Padroes!N15)","v":"B-1,5"},null,null,{"$f":"IF(O104=\"\",\"\",O104*Parametros!$I$26)","v":275.7176470588235},{"$f":"IF(P104=\"\",\"\",P104*Parametros!$I$27)","v":337.41529867172676},{"$f":"IF(Q104=\"\",\"\",Q104*Parametros!$I$28)","v":355.31421631878561},{"$f":"IF(R104=\"\",\"\",R104*Parametros!$I$29)","v":772.43911423629118}]
[null,9,{"$f":"IF(Padroes!H16=\"\",\"\",Padroes!H16)","v":""},{"$f":"IF(Padroes!I16<>\"\",Padroes!I16,\"\")","v":""},"","",{"$f":"IF(Padroes!J16=\"\",\"\",Padroes!J16)","v":""},{"$f":"IF(E105=\"\",\"\",Padroes!S$8)","v":""},{"$f":"IF(E105=\"\",\"\",Padroes!S$9)","v":""},{"$f":"IF(E105=\"\",\"\",Padroes!S$10)","v":""},{"$f":"IF(Padroes!L16=\"\",\"\",Padroes!L16)","v":""},"",{"$f":"IF(E105=\"\",\"\",Padroes!$AI$8)","v":""},{"$f":"IF(E105=\"\",\"\",Padroes!$AL$23)","v":""},{"$f":"IF(E105=\"\",\"\",($B$63*G105*E105^3)/(F105+E105))","v":""},"","","",null,{"$f":"IF(Padroes!N16=\"\",\"\",Padroes!N16)","v":""},null,null,{"$f":"IF(O105=\"\",\"\",O105*Parametros!$I$26)","v":""},{"$f":"IF(P105=\"\",\"\",P105*Parametros!$I$27)","v":""},{"$f":"IF(Q105=\"\",\"\",Q105*Parametros!$I$28)","v":""},{"$f":"IF(R105=\"\",\"\",R105*Parametros!$I$29)","v":""}]
[null,9,{"$f":"IF(Padroes!H17=\"\",\"\",Padroes!H17)","v":""},{"$f":"IF(Padroes!I17<>\"\",Padroes!I17,\"\")","v":""},"","",{"$f":"IF(Padroes!J17=\"\",\"\",Padroes!J17)","v":""},{"$f":"IF(E106=\"\",\"\",Padroes!S$8)","v":""},{"$f":"IF(E106=\"\",\"\",Padroes!S$9)","v":""},{"$f":"IF(E106=\"\",\"\",Padroes!S$10)","v":""},{"$f":"IF(Padroes!L17=\"\",\"\",Padroes!L17)","v":""},"",{"$f":"IF(E106=\"\",\"\",Padroes!$AI$8)","v":""},{"$f":"IF(E106=\"\",\"\",Padroes!$AL$23)","v":""},"","","","",null,{"$f":"IF(Padroes!N17=\"\",\"\",Padroes!N17)","v":""},null,null,{"$f":"IF(O106=\"\",\"\",O106*Parametros!$I$26)","v":""},{"$f":"IF(P106=\"\",\"\",P106*Parametros!$I$27)","v":""},{"$f":"IF(Q106=\"\",\"\",Q106*Parametros!$I$28)","v":""},{"$f":"IF(R106=\"\",\"\",R106*Parametros!$I$29)","v":""}]
[null,9,{"$f":"IF(Padroes!H18=\"\",\"\",Padroes!H18)","v":""},{"$f":"IF(Padroes!I18<>\"\",Padroes!I18,\"\")","v":""},"","",{"$f":"IF(Padroes!J18=\"\",\"\",Padroes!J18)","v":""},{"$f":"IF(E107=\"\",\"\",Padroes!S$8)","v":""},{"$f":"IF(E107=\"\",\"\",Padroes!S$9)","v":""},{"$f":"IF(E107=\"\",\"\",Padroes!S$10)","v":""},{"$f":"IF(Padroes!L18=\"\",\"\",Padroes!L18)","v":""},"",{"$f":"IF(E107=\"\",\"\",Padroes!$AI$8)","v":""},{"$f":"IF(E107=\"\",\"\",Padroes!$AL$23)","v":""},"","","","",null,{"$f":"IF(Padroes!N18=\"\",\"\",Padroes!N18)","v":""},null,null,{"$f":"IF(O107=\"\",\"\",O107*Parametros!$I$26)","v":""},{"$f":"IF(P107=\"\",\"\",P107*Parametros!$I$27)","v":""},{"$f":"IF(Q107=\"\",\"\",Q107*Parametros!$I$28)","v":""},{"$f":"IF(R107=\"\",\"\",R107*Parametros!$I$29)","v":""}]
[10,10,{"$f":"IF(Padroes!H19=\"\",\"\",Padroes!H19)","v":150},{"$f":"IF(Padroes!I19<>\"\",Padroes!I19,\"\")","v":550},1.6,{"$f":"IF(E108=\"\",\"\",(B108-E108-0.2))","v":8.2000000000000011},{"$f":"IF(Padroes!J19=\"\",\"\",Padroes!J19)","v":0.28000000000000003},{"$f":"IF(E108=\"\",\"\",Padroes!S$8)","v":1},{"$f":"IF(E108=\"\",\"\",Padroes!S$9)","v":0.2},{"$f":"IF(E108=\"\",\"\",Padroes!S$10)","v":0.5},{"$f":"IF(Padroes!L19=\"\",\"\",Padroes!L19)","v":0.66300000000000003},1088.570488456,{"$f":"IF(E108=\"\",\"\",Padroes!$AI$9)","v":0.65},{"$f":"IF(E108=\"\",\"\",Padroes!$AL$23)","v":1},234.05714285714291,326.2171428571429,352.66612244897965,586.17301530320788,10,{"$f":"IF(Padroes!N19=\"\",\"\",Padroes!N19)","v":"D"},null,null,{"$f":"IF(O108=\"\",\"\",O108*Parametros!$I$26)","v":187.24571428571434},{"$f":"IF(P108=\"\",\"\",P108*Parametros!$I$27)","v":260.97371428571432},{"$f":"IF(Q108=\"\",\"\",Q108*Parametros!$I$28)","v":282.13289795918371},{"$f":"IF(R108=\"\",\"\",R108*Parametros!$I$29)","v":586.17301530320788}]
[null,10,{"$f":"IF(Padroes!H20=\"\",\"\",Padroes!H20)","v":200},{"$f":"IF(Padroes!I20<>\"\",Padroes!I20,\"\")","v":550},1.6,{"$f":"IF(E109=\"\",\"\",(B109-E109-0.2))","v":8.2000000000000011},{"$f":"IF(Padroes!J20=\"\",\"\",Padroes!J20)","v":0.28000000000000003},{"$f":"IF(E109=\"\",\"\",Padroes!S$8)","v":1},{"$f":"IF(E109=\"\",\"\",Padroes!S$9)","v":0.2},{"$f":"IF(E109=\"\",\"\",Padroes!S$10)","v":0.5},{"$f":"IF(Padroes!L20=\"\",\"\",Padroes!L20)","v":0.66300000000000003},1088.570488456,{"$f":"IF(E109=\"\",\"\",Padroes!$AI$9)","v":0.65},{"$f":"IF(E109=\"\",\"\",Padroes!$AL$23)","v":1},234.05714285714291,326.2171428571429,352.66612244897965,586.17301530320788,null,{"$f":"IF(Padroes!N20=\"\",\"\",Padroes!N20)","v":"B"},null,null,{"$f":"IF(O109=\"\",\"\",O109*Parametros!$I$26)","v":187.24571428571434},{"$f":"IF(P109=\"\",\"\",P109*Parametros!$I$27)","v":260.97371428571432},{"$f":"IF(Q109=\"\",\"\",Q109*Parametros!$I$28)","v":282.13289795918371},{"$f":"IF(R109=\"\",\"\",R109*Parametros!$I$29)","v":586.17301530320788}]
[null,10,{"$f":"IF(Padroes!H21=\"\",\"\",Padroes!H21)","v":300},{"$f":"IF(Padroes!I21<>\"\",Padroes!I21,\"\")","v":900},1.6,8.2000000000000011,{"$f":"IF(Padroes!J21=\"\",\"\",Padroes!J21)","v":0.42},{"$f":"IF(E110=\"\",\"\",Padroes!S$8)","v":1},{"$f":"IF(E110=\"\",\"\",Padroes!S$9)","v":0.2},{"$f":"IF(E110=\"\",\"\",Padroes!S$10)","v":0.5},{"$f":"IF(Padroes!L21=\"\",\"\",Padroes!L21)","v":0.85599999999999998},1797.7657328639998,{"$f":"IF(E110=\"\",\"\",Padroes!$AI$9)","v":0.65},{"$f":"IF(E110=\"\",\"\",Padroes!$AL$23)","v":1},351.08571428571435,425.32571428571435,446.63183673469393,783.78689497238202,null,{"$f":"IF(Padroes!N21=\"\",\"\",Padroes!N21)","v":"B"},null,null,{"$f":"IF(O110=\"\",\"\",O110*Parametros!$I$26)","v":280.8685714285715},{"$f":"IF(P110=\"\",\"\",P110*Parametros!$I$27)","v":340.2605714285715},{"$f":"IF(Q110=\"\",\"\",Q110*Parametros!$I$28)","v":357.30546938775518},{"$f":"IF(R110=\"\",\"\",R110*Parametros!$I$29)","v":783.78689497238202}]
[null,10,{"$f":"IF(Padroes!H22=\"\",\"\",Padroes!H22)","v":400},{"$f":"IF(Padroes!I22<>\"\",Padroes!I22,\"\")","v":900},1.6,8.2000000000000011,{"$f":"IF(Padroes!J22=\"\",\"\",Padroes!J22)","v":0.42},{"$f":"IF(E111=\"\",\"\",Padroes!S$8)","v":1},{"$f":"IF(E111=\"\",\"\",Padroes!S$9)","v":0.2},{"$f":"IF(E111=\"\",\"\",Padroes!S$10)","v":0.5},{"$f":"IF(Padroes!L22=\"\",\"\",Padroes!L22)","v":0.85599999999999998},1797.7657328639998,{"$f":"IF(E111=\"\",\"\",Padroes!$AI$9)","v":0.65},{"$f":"IF(E111=\"\",\"\",Padroes!$AL$23)","v":1},351.08571428571435,425.32571428571435,446.63183673469393,783.78689497238202,null,{"$f":"IF(Padroes!N22=\"\",\"\",Padroes!N22)","v":"B"},null,null,{"$f":"IF(O111=\"\",\"\",O111*Parametros!$I$26)","v":280.8685714285715},{"$f":"IF(P111=\"\",\"\",P111*Parametros!$I$27)","v":340.2605714285715},{"$f":"IF(Q111=\"\",\"\",Q111*Parametros!$I$28)","v":357.30546938775518},{"$f":"IF(R111=\"\",\"\",R111*Parametros!$I$29)","v":783.78689497238202}]
[null,10,{"$f":"IF(Padroes!H23=\"\",\"\",Padroes!H23)","v":600},{"$f":"IF(Padroes!I23<>\"\",Padroes!I23,\"\")","v":900},1.6,8.2000000000000011,{"$f":"IF(Padroes!J23=\"\",\"\",Padroes!J23)","v":0.42},{"$f":"IF(E112=\"\",\"\",Padroes!S$8)","v":1},{"$f":"IF(E112=\"\",\"\",Padroes!S$9)","v":0.2},{"$f":"IF(E112=\"\",\"\",Padroes!S$10)","v":0.5},{"$f":"IF(Padroes!L23=\"\",\"\",Padroes!L23)","v":0.85599999999999998},1797.7657328639998,{"$f":"IF(E112=\"\",\"\",Padroes!$AI$9)","v":0.65},{"$f":"IF(E112=\"\",\"\",Padroes!$AL$23)","v":1},351.08571428571435,425.32571428571435,446.63183673469393,783.78689497238202,null,{"$f":"IF(Padroes!N23=\"\",\"\",Padroes!N23)","v":"B"},null,null,{"$f":"IF(O112=\"\",\"\",O112*Parametros!$I$26)","v":280.8685714285715},{"$f":"IF(P112=\"\",\"\",P112*Parametros!$I$27)","v":340.2605714285715},{"$f":"IF(Q112=\"\",\"\",Q112*Parametros!$I$28)","v":357.30546938775518},{"$f":"IF(R112=\"\",\"\",R112*Parametros!$I$29)","v":783.78689497238202}]
[null,10,{"$f":"IF(Padroes!H24=\"\",\"\",Padroes!H24)","v":1000},{"$f":"IF(Padroes!I24<>\"\",Padroes!I24,\"\")","v":1150},1.6,8.2000000000000011,{"$f":"IF(Padroes!J24=\"\",\"\",Padroes!J24)","v":0.46200000000000002},{"$f":"IF(E113=\"\",\"\",Padroes!S$8)","v":1},{"$f":"IF(E113=\"\",\"\",Padroes!S$9)","v":0.2},{"$f":"IF(E113=\"\",\"\",Padroes!S$10)","v":0.5},{"$f":"IF(Padroes!L24=\"\",\"\",Padroes!L24)","v":0.85599999999999998},2047.7657328639998,{"$f":"IF(E113=\"\",\"\",Padroes!$AI$9)","v":0.65},{"$f":"IF(E113=\"\",\"\",Padroes!$AL$23)","v":1},386.1942857142858,455.05828571428577,474.82155102040821,791.64917844103229,null,{"$f":"IF(Padroes!N24=\"\",\"\",Padroes!N24)","v":"B-1,5"},null,null,{"$f":"IF(O113=\"\",\"\",O113*Parametros!$I$26)","v":308.95542857142868},{"$f":"IF(P113=\"\",\"\",P113*Parametros!$I$27)","v":364.04662857142864},{"$f":"IF(Q113=\"\",\"\",Q113*Parametros!$I$28)","v":379.85724081632657},{"$f":"IF(R113=\"\",\"\",R113*Parametros!$I$29)","v":791.64917844103229}]
[null,10,{"$f":"IF(Padroes!H25=\"\",\"\",Padroes!H25)","v":""},{"$f":"IF(Padroes!I25<>\"\",Padroes!I25,\"\")","v":""},"","",{"$f":"IF(Padroes!J25=\"\",\"\",Padroes!J25)","v":""},{"$f":"IF(E114=\"\",\"\",Padroes!S$8)","v":""},{"$f":"IF(E114=\"\",\"\",Padroes!S$9)","v":""},{"$f":"IF(E114=\"\",\"\",Padroes!S$10)","v":""},{"$f":"IF(Padroes!L25=\"\",\"\",Padroes!L25)","v":""},"",{"$f":"IF(E114=\"\",\"\",Padroes!$AI$9)","v":""},{"$f":"IF(E114=\"\",\"\",Padroes!$AL$23)","v":""},"","","","",null,{"$f":"IF(Padroes!N25=\"\",\"\",Padroes!N25)","v":""},null,null,{"$f":"IF(O114=\"\",\"\",O114*Parametros!$I$26)","v":""},{"$f":"IF(P114=\"\",\"\",P114*Parametros!$I$27)","v":""},{"$f":"IF(Q114=\"\",\"\",Q114*Parametros!$I$28)","v":""},{"$f":"IF(R114=\"\",\"\",R114*Parametros!$I$29)","v":""}]
[null,10,{"$f":"IF(Padroes!H26=\"\",\"\",Padroes!H26)","v":""},{"$f":"IF(Padroes!I26<>\"\",Padroes!I26,\"\")","v":""},"","",{"$f":"IF(Padroes!J26=\"\",\"\",Padroes!J26)","v":""},{"$f":"IF(E115=\"\",\"\",Padroes!S$8)","v":""},{"$f":"IF(E115=\"\",\"\",Padroes!S$9)","v":""},{"$f":"IF(E115=\"\",\"\",Padroes!S$10)","v":""},{"$f":"IF(Padroes!L26=\"\",\"\",Padroes!L26)","v":""},"",{"$f":"IF(E115=\"\",\"\",Padroes!$AI$9)","v":""},{"$f":"IF(E115=\"\",\"\",Padroes!$AL$23)","v":""},"","","","",null,{"$f":"IF(Padroes!N26=\"\",\"\",Padroes!N26)","v":""},null,null,{"$f":"IF(O115=\"\",\"\",O115*Parametros!$I$26)","v":""},{"$f":"IF(P115=\"\",\"\",P115*Parametros!$I$27)","v":""},{"$f":"IF(Q115=\"\",\"\",Q115*Parametros!$I$28)","v":""},{"$f":"IF(R115=\"\",\"\",R115*Parametros!$I$29)","v":""}]
[null,10,{"$f":"IF(Padroes!H27=\"\",\"\",Padroes!H27)","v":""},{"$f":"IF(Padroes!I27<>\"\",Padroes!I27,\"\")","v":""},"","",{"$f":"IF(Padroes!J27=\"\",\"\",Padroes!J27)","v":""},{"$f":"IF(E116=\"\",\"\",Padroes!S$8)","v":""},{"$f":"IF(E116=\"\",\"\",Padroes!S$9)","v":""},{"$f":"IF(E116=\"\",\"\",Padroes!S$10)","v":""},{"$f":"IF(Padroes!L27=\"\",\"\",Padroes!L27)","v":""},"",{"$f":"IF(E116=\"\",\"\",Padroes!$AI$9)","v":""},{"$f":"IF(E116=\"\",\"\",Padroes!$AL$23)","v":""},"","","","",null,{"$f":"IF(Padroes!N27=\"\",\"\",Padroes!N27)","v":""},null,null,{"$f":"IF(O116=\"\",\"\",O116*Parametros!$I$26)","v":""},{"$f":"IF(P116=\"\",\"\",P116*Parametros!$I$27)","v":""},{"$f":"IF(Q116=\"\",\"\",Q116*Parametros!$I$28)","v":""},{"$f":"IF(R116=\"\",\"\",R116*Parametros!$I$29)","v":""}]
[11,11,{"$f":"IF(Padroes!H28=\"\",\"\",Padroes!H28)","v":200},{"$f":"IF(Padroes!I28<>\"\",Padroes!I28,\"\")","v":680},1.7000000000000002,9.1000000000000014,{"$f":"IF(Padroes!J28=\"\",\"\",Padroes!J28)","v":0.29599999999999999},{"$f":"IF(E117=\"\",\"\",Padroes!S$8)","v":1},{"$f":"IF(E117=\"\",\"\",Padroes!S$9)","v":0.2},{"$f":"IF(E117=\"\",\"\",Padroes!S$10)","v":0.5},{"$f":"IF(Padroes!L28=\"\",\"\",Padroes!L28)","v":0.66300000000000003},1259.9989875680001,{"$f":"IF(E117=\"\",\"\",Padroes!$AI$10)","v":0.7},{"$f":"IF(E117=\"\",\"\",Padroes!$AL$23)","v":1},269.30518518518522,357.60588870277314,382.63699981388424,635.96968179410965,11,{"$f":"IF(Padroes!N28=\"\",\"\",Padroes!N28)","v":"D"},null,null,{"$f":"IF(O117=\"\",\"\",O117*Parametros!$I$26)","v":215.4441481481482},{"$f":"IF(P117=\"\",\"\",P117*Parametros!$I$27)","v":286.08471096221854},{"$f":"IF(Q117=\"\",\"\",Q117*Parametros!$I$28)","v":306.10959985110742},{"$f":"IF(R117=\"\",\"\",R117*Parametros!$I$29)","v":635.96968179410965}]
[null,11,{"$f":"IF(Padroes!H29=\"\",\"\",Padroes!H29)","v":300},{"$f":"IF(Padroes!I29<>\"\",Padroes!I29,\"\")","v":1050},1.7000000000000002,9.1000000000000014,{"$f":"IF(Padroes!J29=\"\",\"\",Padroes!J29)","v":0.44800000000000001},{"$f":"IF(E118=\"\",\"\",Padroes!S$8)","v":1},{"$f":"IF(E118=\"\",\"\",Padroes!S$9)","v":0.2},{"$f":"IF(E118=\"\",\"\",Padroes!S$10)","v":0.5},{"$f":"IF(Padroes!L29=\"\",\"\",Padroes!L29)","v":0.85599999999999998},2016.8246353919999,{"$f":"IF(E118=\"\",\"\",Padroes!$AI$10)","v":0.7},{"$f":"IF(E118=\"\",\"\",Padroes!$AL$23)","v":1},407.59703703703707,476.83281593150946,496.45948259817612,846.99453758739935,null,{"$f":"IF(Padroes!N29=\"\",\"\",Padroes!N29)","v":"B"},null,null,{"$f":"IF(O118=\"\",\"\",O118*Parametros!$I$26)","v":326.07762962962966},{"$f":"IF(P118=\"\",\"\",P118*Parametros!$I$27)","v":381.46625274520761},{"$f":"IF(Q118=\"\",\"\",Q118*Parametros!$I$28)","v":397.16758607854092},{"$f":"IF(R118=\"\",\"\",R118*Parametros!$I$29)","v":846.99453758739935}]
[null,11,{"$f":"IF(Padroes!H30=\"\",\"\",Padroes!H30)","v":400},{"$f":"IF(Padroes!I30<>\"\",Padroes!I30,\"\")","v":1050},1.7000000000000002,{"$f":"IF(E119=\"\",\"\",(B119-E119-0.2))","v":9.1000000000000014},{"$f":"IF(Padroes!J30=\"\",\"\",Padroes!J30)","v":0.44800000000000001},{"$f":"IF(E119=\"\",\"\",Padroes!S$8)","v":1},{"$f":"IF(E119=\"\",\"\",Padroes!S$9)","v":0.2},{"$f":"IF(E119=\"\",\"\",Padroes!S$10)","v":0.5},{"$f":"IF(Padroes!L30=\"\",\"\",Padroes!L30)","v":0.85599999999999998},2016.8246353919999,{"$f":"IF(E119=\"\",\"\",Padroes!$AI$10)","v":0.7},{"$f":"IF(E119=\"\",\"\",Padroes!$AL$23)","v":1},407.59703703703707,476.83281593150946,496.45948259817612,846.99453758739935,null,{"$f":"IF(Padroes!N30=\"\",\"\",Padroes!N30)","v":"B"},null,null,{"$f":"IF(O119=\"\",\"\",O119*Parametros!$I$26)","v":326.07762962962966},{"$f":"IF(P119=\"\",\"\",P119*Parametros!$I$27)","v":381.46625274520761},{"$f":"IF(Q119=\"\",\"\",Q119*Parametros!$I$28)","v":397.16758607854092},{"$f":"IF(R119=\"\",\"\",R119*Parametros!$I$29)","v":846.99453758739935}]
[null,11,{"$f":"IF(Padroes!H31=\"\",\"\",Padroes!H31)","v":600},{"$f":"IF(Padroes!I31<>\"\",Padroes!I31,\"\")","v":1050},1.7000000000000002,9.1000000000000014,{"$f":"IF(Padroes!J31=\"\",\"\",Padroes!J31)","v":0.44800000000000001},{"$f":"IF(E120=\"\",\"\",Padroes!S$8)","v":1},{"$f":"IF(E120=\"\",\"\",Padroes!S$9)","v":0.2},{"$f":"IF(E120=\"\",\"\",Padroes!S$10)","v":0.5},{"$f":"IF(Padroes!L31=\"\",\"\",Padroes!L31)","v":0.85599999999999998},2016.8246353919999,{"$f":"IF(E120=\"\",\"\",Padroes!$AI$10)","v":0.7},{"$f":"IF(E120=\"\",\"\",Padroes!$AL$23)","v":1},407.59703703703707,476.83281593150946,496.45948259817612,846.99453758739935,null,{"$f":"IF(Padroes!N31=\"\",\"\",Padroes!N31)","v":"B"},null,null,{"$f":"IF(O120=\"\",\"\",O120*Parametros!$I$26)","v":326.07762962962966},{"$f":"IF(P120=\"\",\"\",P120*Parametros!$I$27)","v":381.46625274520761},{"$f":"IF(Q120=\"\",\"\",Q120*Parametros!$I$28)","v":397.16758607854092},{"$f":"IF(R120=\"\",\"\",R120*Parametros!$I$29)","v":846.99453758739935}]
[null,11,{"$f":"IF(Padroes!H32=\"\",\"\",Padroes!H32)","v":1000},{"$f":"IF(Padroes!I32<>\"\",Padroes!I32,\"\")","v":1330},1.7000000000000002,9.1000000000000014,{"$f":"IF(Padroes!J32=\"\",\"\",Padroes!J32)","v":0.49},{"$f":"IF(E121=\"\",\"\",Padroes!S$8)","v":1},{"$f":"IF(E121=\"\",\"\",Padroes!S$9)","v":0.2},{"$f":"IF(E121=\"\",\"\",Padroes!S$10)","v":0.5},{"$f":"IF(Padroes!L32=\"\",\"\",Padroes!L32)","v":0.90800000000000003},2417.857163008,{"$f":"IF(E121=\"\",\"\",Padroes!$AI$10)","v":0.7},{"$f":"IF(E121=\"\",\"\",Padroes!$AL$23)","v":1},445.80925925925931,509.77709845523918,527.91043178857251,911.85421130440727,null,{"$f":"IF(Padroes!N32=\"\",\"\",Padroes!N32)","v":"B-1,5"},null,null,{"$f":"IF(O121=\"\",\"\",O121*Parametros!$I$26)","v":356.64740740740746},{"$f":"IF(P121=\"\",\"\",P121*Parametros!$I$27)","v":407.82167876419135},{"$f":"IF(Q121=\"\",\"\",Q121*Parametros!$I$28)","v":422.32834543085801},{"$f":"IF(R121=\"\",\"\",R121*Parametros!$I$29)","v":911.85421130440727}]
[null,11,{"$f":"IF(Padroes!H33=\"\",\"\",Padroes!H33)","v":""},{"$f":"IF(Padroes!I33<>\"\",Padroes!I33,\"\")","v":""},"","",{"$f":"IF(Padroes!J33=\"\",\"\",Padroes!J33)","v":""},{"$f":"IF(E122=\"\",\"\",Padroes!S$8)","v":""},{"$f":"IF(E122=\"\",\"\",Padroes!S$9)","v":""},{"$f":"IF(E122=\"\",\"\",Padroes!S$10)","v":""},{"$f":"IF(Padroes!L33=\"\",\"\",Padroes!L33)","v":""},"",{"$f":"IF(E122=\"\",\"\",Padroes!$AI$10)","v":""},{"$f":"IF(E122=\"\",\"\",Padroes!$AL$23)","v":""},"","","","",null,{"$f":"IF(Padroes!N33=\"\",\"\",Padroes!N33)","v":""},null,null,{"$f":"IF(O122=\"\",\"\",O122*Parametros!$I$26)","v":""},{"$f":"IF(P122=\"\",\"\",P122*Parametros!$I$27)","v":""},{"$f":"IF(Q122=\"\",\"\",Q122*Parametros!$I$28)","v":""},{"$f":"IF(R122=\"\",\"\",R122*Parametros!$I$29)","v":""}]
[null,11,{"$f":"IF(Padroes!H34=\"\",\"\",Padroes!H34)","v":""},{"$f":"IF(Padroes!I34<>\"\",Padroes!I34,\"\")","v":""},"","",{"$f":"IF(Padroes!J34=\"\",\"\",Padroes!J34)","v":""},{"$f":"IF(E123=\"\",\"\",Padroes!S$8)","v":""},{"$f":"IF(E123=\"\",\"\",Padroes!S$9)","v":""},{"$f":"IF(E123=\"\",\"\",Padroes!S$10)","v":""},{"$f":"IF(Padroes!L34=\"\",\"\",Padroes!L34)","v":""},"",{"$f":"IF(E123=\"\",\"\",Padroes!$AI$10)","v":""},{"$f":"IF(E123=\"\",\"\",Padroes!$AL$23)","v":""},"","","","",null,{"$f":"IF(Padroes!N34=\"\",\"\",Padroes!N34)","v":""},null,null,{"$f":"IF(O123=\"\",\"\",O123*Parametros!$I$26)","v":""},{"$f":"IF(P123=\"\",\"\",P123*Parametros!$I$27)","v":""},{"$f":"IF(Q123=\"\",\"\",Q123*Parametros!$I$28)","v":""},{"$f":"IF(R123=\"\",\"\",R123*Parametros!$I$29)","v":""}]
[null,11,{"$f":"IF(Padroes!H35=\"\",\"\",Padroes!H35)","v":""},{"$f":"IF(Padroes!I35<>\"\",Padroes!I35,\"\")","v":""},"","",{"$f":"IF(Padroes!J35=\"\",\"\",Padroes!J35)","v":""},{"$f":"IF(E124=\"\",\"\",Padroes!S$8)","v":""},{"$f":"IF(E124=\"\",\"\",Padroes!S$9)","v":""},{"$f":"IF(E124=\"\",\"\",Padroes!S$10)","v":""},{"$f":"IF(Padroes!L35=\"\",\"\",Padroes!L35)","v":""},"",{"$f":"IF(E124=\"\",\"\",Padroes!$AI$10)","v":""},{"$f":"IF(E124=\"\",\"\",Padroes!$AL$23)","v":""},"","","","",null,{"$f":"IF(Padroes!N35=\"\",\"\",Padroes!N35)","v":""},null,null,{"$f":"IF(O124=\"\",\"\",O124*Parametros!$I$26)","v":""},{"$f":"IF(P124=\"\",\"\",P124*Parametros!$I$27)","v":""},{"$f":"IF(Q124=\"\",\"\",Q124*Parametros!$I$28)","v":""},{"$f":"IF(R124=\"\",\"\",R124*Parametros!$I$29)","v":""}]
[null,11,{"$f":"IF(Padroes!H36=\"\",\"\",Padroes!H36)","v":""},{"$f":"IF(Padroes!I36<>\"\",Padroes!I36,\"\")","v":""},"","",{"$f":"IF(Padroes!J36=\"\",\"\",Padroes!J36)","v":""},{"$f":"IF(E125=\"\",\"\",Padroes!S$8)","v":""},{"$f":"IF(E125=\"\",\"\",Padroes!S$9)","v":""},{"$f":"IF(E125=\"\",\"\",Padroes!S$10)","v":""},{"$f":"IF(Padroes!L36=\"\",\"\",Padroes!L36)","v":""},"",{"$f":"IF(E125=\"\",\"\",Padroes!$AI$10)","v":""},{"$f":"IF(E125=\"\",\"\",Padroes!$AL$23)","v":""},"","","","",null,{"$f":"IF(Padroes!N36=\"\",\"\",Padroes!N36)","v":""},null,null,{"$f":"IF(O125=\"\",\"\",O125*Parametros!$I$26)","v":""},{"$f":"IF(P125=\"\",\"\",P125*Parametros!$I$27)","v":""},{"$f":"IF(Q125=\"\",\"\",Q125*Parametros!$I$28)","v":""},{"$f":"IF(R125=\"\",\"\",R125*Parametros!$I$29)","v":""}]
[12,12,{"$f":"IF(Padroes!H37=\"\",\"\",Padroes!H37)","v":200},{"$f":"IF(Padroes!I37<>\"\",Padroes!I37,\"\")","v":780},1.8000000000000003,{"$f":"IF(E126=\"\",\"\",(B126-E126-0.2))","v":10},{"$f":"IF(Padroes!J37=\"\",\"\",Padroes!J37)","v":0.31},{"$f":"IF(E126=\"\",\"\",Padroes!S$8)","v":1},{"$f":"IF(E126=\"\",\"\",Padroes!S$9)","v":0.2},{"$f":"IF(E126=\"\",\"\",Padroes!S$10)","v":0.5},{"$f":"IF(Padroes!L37=\"\",\"\",Padroes!L37)","v":0.66300000000000003},1401.4274866800001,{"$f":"IF(E126=\"\",\"\",Padroes!$AI$11)","v":0.75},{"$f":"IF(E126=\"\",\"\",Padroes!$AL$23)","v":1},306.42711864406789,391.50601772663674,415.36364484528082,688.03481207253833,12,{"$f":"IF(Padroes!N37=\"\",\"\",Padroes!N37)","v":"D"},null,null,{"$f":"IF(O126=\"\",\"\",O126*Parametros!$I$26)","v":245.14169491525433},{"$f":"IF(P126=\"\",\"\",P126*Parametros!$I$27)","v":313.20481418130942},{"$f":"IF(Q126=\"\",\"\",Q126*Parametros!$I$28)","v":332.29091587622469},{"$f":"IF(R126=\"\",\"\",R126*Parametros!$I$29)","v":688.03481207253833}]
[null,12,{"$f":"IF(Padroes!H38=\"\",\"\",Padroes!H38)","v":300},{"$f":"IF(Padroes!I38<>\"\",Padroes!I38,\"\")","v":1210},1.8000000000000003,10,{"$f":"IF(Padroes!J38=\"\",\"\",Padroes!J38)","v":0.47599999999999998},{"$f":"IF(E127=\"\",\"\",Padroes!S$8)","v":1},{"$f":"IF(E127=\"\",\"\",Padroes!S$9)","v":0.2},{"$f":"IF(E127=\"\",\"\",Padroes!S$10)","v":0.5},{"$f":"IF(Padroes!L38=\"\",\"\",Padroes!L38)","v":0.89},2329.8076120000001,{"$f":"IF(E127=\"\",\"\",Padroes!$AI$11)","v":0.75},{"$f":"IF(E127=\"\",\"\",Padroes!$AL$23)","v":1},470.51389830508492,535.12454050691986,553.2425066086148,953.82098119352372,null,{"$f":"IF(Padroes!N38=\"\",\"\",Padroes!N38)","v":"B"},null,null,{"$f":"IF(O127=\"\",\"\",O127*Parametros!$I$26)","v":376.41111864406798},{"$f":"IF(P127=\"\",\"\",P127*Parametros!$I$27)","v":428.09963240553589},{"$f":"IF(Q127=\"\",\"\",Q127*Parametros!$I$28)","v":442.59400528689184},{"$f":"IF(R127=\"\",\"\",R127*Parametros!$I$29)","v":953.82098119352372}]
[null,12,{"$f":"IF(Padroes!H39=\"\",\"\",Padroes!H39)","v":400},{"$f":"IF(Padroes!I39<>\"\",Padroes!I39,\"\")","v":1210},1.8000000000000003,10,{"$f":"IF(Padroes!J39=\"\",\"\",Padroes!J39)","v":0.47599999999999998},{"$f":"IF(E128=\"\",\"\",Padroes!S$8)","v":1},{"$f":"IF(E128=\"\",\"\",Padroes!S$9)","v":0.2},{"$f":"IF(E128=\"\",\"\",Padroes!S$10)","v":0.5},{"$f":"IF(Padroes!L39=\"\",\"\",Padroes!L39)","v":0.89},2329.8076120000001,{"$f":"IF(E128=\"\",\"\",Padroes!$AI$11)","v":0.75},{"$f":"IF(E128=\"\",\"\",Padroes!$AL$23)","v":1},470.51389830508492,535.12454050691986,553.2425066086148,953.82098119352372,null,{"$f":"IF(Padroes!N39=\"\",\"\",Padroes!N39)","v":"B"},null,null,{"$f":"IF(O128=\"\",\"\",O128*Parametros!$I$26)","v":376.41111864406798},{"$f":"IF(P128=\"\",\"\",P128*Parametros!$I$27)","v":428.09963240553589},{"$f":"IF(Q128=\"\",\"\",Q128*Parametros!$I$28)","v":442.59400528689184},{"$f":"IF(R128=\"\",\"\",R128*Parametros!$I$29)","v":953.82098119352372}]
[null,12,{"$f":"IF(Padroes!H40=\"\",\"\",Padroes!H40)","v":600},{"$f":"IF(Padroes!I40<>\"\",Padroes!I40,\"\")","v":1210},1.8000000000000003,10,{"$f":"IF(Padroes!J40=\"\",\"\",Padroes!J40)","v":0.47599999999999998},{"$f":"IF(E129=\"\",\"\",Padroes!S$8)","v":1},{"$f":"IF(E129=\"\",\"\",Padroes!S$9)","v":0.2},{"$f":"IF(E129=\"\",\"\",Padroes!S$10)","v":0.5},{"$f":"IF(Padroes!L40=\"\",\"\",Padroes!L40)","v":0.89},2329.8076120000001,{"$f":"IF(E129=\"\",\"\",Padroes!$AI$11)","v":0.75},{"$f":"IF(E129=\"\",\"\",Padroes!$AL$23)","v":1},470.51389830508492,535.12454050691986,553.2425066086148,953.82098119352372,null,{"$f":"IF(Padroes!N40=\"\",\"\",Padroes!N40)","v":"B"},null,null,{"$f":"IF(O129=\"\",\"\",O129*Parametros!$I$26)","v":376.41111864406798},{"$f":"IF(P129=\"\",\"\",P129*Parametros!$I$27)","v":428.09963240553589},{"$f":"IF(Q129=\"\",\"\",Q129*Parametros!$I$28)","v":442.59400528689184},{"$f":"IF(R129=\"\",\"\",R129*Parametros!$I$29)","v":953.82098119352372}]
[null,12,{"$f":"IF(Padroes!H41=\"\",\"\",Padroes!H41)","v":1000},{"$f":"IF(Padroes!I41<>\"\",Padroes!I41,\"\")","v":1520},1.8000000000000003,10,{"$f":"IF(Padroes!J41=\"\",\"\",Padroes!J41)","v":0.51800000000000002},{"$f":"IF(E130=\"\",\"\",Padroes!S$8)","v":1},{"$f":"IF(E130=\"\",\"\",Padroes!S$9)","v":0.2},{"$f":"IF(E130=\"\",\"\",Padroes!S$10)","v":0.5},{"$f":"IF(Padroes!L41=\"\",\"\",Padroes!L41)","v":0.94199999999999995},2774.4842340800001,{"$f":"IF(E130=\"\",\"\",Padroes!$AI$11)","v":0.75},{"$f":"IF(E130=\"\",\"\",Padroes!$AL$23)","v":1},512.02983050847479,571.46175711397939,588.12751982584382,1023.420124528368,null,{"$f":"IF(Padroes!N41=\"\",\"\",Padroes!N41)","v":"B-1,5"},null,null,{"$f":"IF(O130=\"\",\"\",O130*Parametros!$I$26)","v":409.62386440677983},{"$f":"IF(P130=\"\",\"\",P130*Parametros!$I$27)","v":457.16940569118356},{"$f":"IF(Q130=\"\",\"\",Q130*Parametros!$I$28)","v":470.5020158606751},{"$f":"IF(R130=\"\",\"\",R130*Parametros!$I$29)","v":1023.420124528368}]
[null,12,{"$f":"IF(Padroes!H42=\"\",\"\",Padroes!H42)","v":2000},{"$f":"IF(Padroes!I42<>\"\",Padroes!I42,\"\")","v":2000},1.8000000000000003,10,{"$f":"IF(Padroes!J42=\"\",\"\",Padroes!J42)","v":0.60199999999999998},{"$f":"IF(E131=\"\",\"\",Padroes!S$8)","v":1},{"$f":"IF(E131=\"\",\"\",Padroes!S$9)","v":0.2},{"$f":"IF(E131=\"\",\"\",Padroes!S$10)","v":0.5},{"$f":"IF(Padroes!L42=\"\",\"\",Padroes!L42)","v":1.0449999999999999},3543.817583,{"$f":"IF(E131=\"\",\"\",Padroes!$AI$11)","v":0.75},{"$f":"IF(E131=\"\",\"\",Padroes!$AL$23)","v":1},595.06169491525441,644.13619032809845,657.89754626030185,1162.7160124668715,null,{"$f":"IF(Padroes!N42=\"\",\"\",Padroes!N42)","v":"B-4,5"},null,null,{"$f":"IF(O131=\"\",\"\",O131*Parametros!$I$26)","v":476.04935593220353},{"$f":"IF(P131=\"\",\"\",P131*Parametros!$I$27)","v":515.30895226247878},{"$f":"IF(Q131=\"\",\"\",Q131*Parametros!$I$28)","v":526.3180370082415},{"$f":"IF(R131=\"\",\"\",R131*Parametros!$I$29)","v":1162.7160124668715}]
[null,12,{"$f":"IF(Padroes!H43=\"\",\"\",Padroes!H43)","v":3000},{"$f":"IF(Padroes!I43<>\"\",Padroes!I43,\"\")","v":2500},1.8000000000000003,{"$f":"IF(E132=\"\",\"\",(B132-E132-0.2))","v":10},{"$f":"IF(Padroes!J43=\"\",\"\",Padroes!J43)","v":0.64400000000000002},{"$f":"IF(E132=\"\",\"\",Padroes!S$8)","v":1},{"$f":"IF(E132=\"\",\"\",Padroes!S$9)","v":0.2},{"$f":"IF(E132=\"\",\"\",Padroes!S$10)","v":0.5},{"$f":"IF(Padroes!L43=\"\",\"\",Padroes!L43)","v":1.117906976744186},4266.7485157533802,{"$f":"IF(E132=\"\",\"\",Padroes!$AI$11)","v":0.75},{"$f":"IF(E132=\"\",\"\",Padroes!$AL$23)","v":1},636.57762711864439,680.47340693515821,692.78255947753109,1270.3316622277737,null,{"$f":"IF(Padroes!N43=\"\",\"\",Padroes!N43)","v":"B-6"},null,null,{"$f":"IF(O132=\"\",\"\",O132*Parametros!$I$26)","v":509.26210169491554},{"$f":"IF(P132=\"\",\"\",P132*Parametros!$I$27)","v":544.37872554812657},{"$f":"IF(Q132=\"\",\"\",Q132*Parametros!$I$28)","v":554.22604758202488},{"$f":"IF(R132=\"\",\"\",R132*Parametros!$I$29)","v":1270.3316622277737}]
[null,12,{"$f":"IF(Padroes!H44=\"\",\"\",Padroes!H44)","v":""},{"$f":"IF(Padroes!I44<>\"\",Padroes!I44,\"\")","v":""},"","",{"$f":"IF(Padroes!J44=\"\",\"\",Padroes!J44)","v":""},{"$f":"IF(E133=\"\",\"\",Padroes!S$8)","v":""},{"$f":"IF(E133=\"\",\"\",Padroes!S$9)","v":""},{"$f":"IF(E133=\"\",\"\",Padroes!S$10)","v":""},{"$f":"IF(Padroes!L44=\"\",\"\",Padroes!L44)","v":""},"",{"$f":"IF(E133=\"\",\"\",Padroes!$AI$11)","v":""},{"$f":"IF(E133=\"\",\"\",Padroes!$AL$23)","v":""},"","","","",null,{"$f":"IF(Padroes!N44=\"\",\"\",Padroes!N44)","v":""},null,null,{"$f":"IF(O133=\"\",\"\",O133*Parametros!$I$26)","v":""},{"$f":"IF(P133=\"\",\"\",P133*Parametros!$I$27)","v":""},{"$f":"IF(Q133=\"\",\"\",Q133*Parametros!$I$28)","v":""},{"$f":"IF(R133=\"\",\"\",R133*Parametros!$I$29)","v":""}]
[null,12,{"$f":"IF(Padroes!H45=\"\",\"\",Padroes!H45)","v":""},{"$f":"IF(Padroes!I45<>\"\",Padroes!I45,\"\")","v":""},"","",{"$f":"IF(Padroes!J45=\"\",\"\",Padroes!J45)","v":""},{"$f":"IF(E134=\"\",\"\",Padroes!S$8)","v":""},{"$f":"IF(E134=\"\",\"\",Padroes!S$9)","v":""},{"$f":"IF(E134=\"\",\"\",Padroes!S$10)","v":""},{"$f":"IF(Padroes!L45=\"\",\"\",Padroes!L45)","v":""},"",{"$f":"IF(E134=\"\",\"\",Padroes!$AI$11)","v":""},{"$f":"IF(E134=\"\",\"\",Padroes!$AL$23)","v":""},"","","","",null,{"$f":"IF(Padroes!N45=\"\",\"\",Padroes!N45)","v":""},null,null,{"$f":"IF(O134=\"\",\"\",O134*Parametros!$I$26)","v":""},{"$f":"IF(P134=\"\",\"\",P134*Parametros!$I$27)","v":""},{"$f":"IF(Q134=\"\",\"\",Q134*Parametros!$I$28)","v":""},{"$f":"IF(R134=\"\",\"\",R134*Parametros!$I$29)","v":""}]
[13,13,{"$f":"IF(Padroes!H46=\"\",\"\",Padroes!H46)","v":300},{"$f":"IF(Padroes!I46<>\"\",Padroes!I46,\"\")","v":1400},1.9,10.9,{"$f":"IF(Padroes!J46=\"\",\"\",Padroes!J46)","v":0.504},{"$f":"IF(E135=\"\",\"\",Padroes!S$8)","v":1},{"$f":"IF(E135=\"\",\"\",Padroes!S$9)","v":0.2},{"$f":"IF(E135=\"\",\"\",Padroes!S$10)","v":0.5},{"$f":"IF(Padroes!L46=\"\",\"\",Padroes!L46)","v":0.92500000000000004},2690.2551200000003,{"$f":"IF(E135=\"\",\"\",Padroes!$AI$12)","v":0.8},{"$f":"IF(E135=\"\",\"\",Padroes!$AL$23)","v":1},540.1462499999999,600.41966772151886,617.15966772151887,1072.2457135900927,13,{"$f":"IF(Padroes!N46=\"\",\"\",Padroes!N46)","v":"B"},null,null,{"$f":"IF(O135=\"\",\"\",O135*Parametros!$I$26)","v":432.11699999999996},{"$f":"IF(P135=\"\",\"\",P135*Parametros!$I$27)","v":480.3357341772151},{"$f":"IF(Q135=\"\",\"\",Q135*Parametros!$I$28)","v":493.7277341772151},{"$f":"IF(R135=\"\",\"\",R135*Parametros!$I$29)","v":1072.2457135900927}]
[null,13,{"$f":"IF(Padroes!H47=\"\",\"\",Padroes!H47)","v":400},{"$f":"IF(Padroes!I47<>\"\",Padroes!I47,\"\")","v":1400},1.9,10.9,{"$f":"IF(Padroes!J47=\"\",\"\",Padroes!J47)","v":0.504},{"$f":"IF(E136=\"\",\"\",Padroes!S$8)","v":1},{"$f":"IF(E136=\"\",\"\",Padroes!S$9)","v":0.2},{"$f":"IF(E136=\"\",\"\",Padroes!S$10)","v":0.5},{"$f":"IF(Padroes!L47=\"\",\"\",Padroes!L47)","v":0.92500000000000004},2690.2551200000003,{"$f":"IF(E136=\"\",\"\",Padroes!$AI$12)","v":0.8},{"$f":"IF(E136=\"\",\"\",Padroes!$AL$23)","v":1},540.1462499999999,600.41966772151886,617.15966772151887,1072.2457135900927,null,{"$f":"IF(Padroes!N47=\"\",\"\",Padroes!N47)","v":"B"},null,null,{"$f":"IF(O136=\"\",\"\",O136*Parametros!$I$26)","v":432.11699999999996},{"$f":"IF(P136=\"\",\"\",P136*Parametros!$I$27)","v":480.3357341772151},{"$f":"IF(Q136=\"\",\"\",Q136*Parametros!$I$28)","v":493.7277341772151},{"$f":"IF(R136=\"\",\"\",R136*Parametros!$I$29)","v":1072.2457135900927}]
[null,13,{"$f":"IF(Padroes!H48=\"\",\"\",Padroes!H48)","v":600},{"$f":"IF(Padroes!I48<>\"\",Padroes!I48,\"\")","v":1400},1.9,10.9,{"$f":"IF(Padroes!J48=\"\",\"\",Padroes!J48)","v":0.504},{"$f":"IF(E137=\"\",\"\",Padroes!S$8)","v":1},{"$f":"IF(E137=\"\",\"\",Padroes!S$9)","v":0.2},{"$f":"IF(E137=\"\",\"\",Padroes!S$10)","v":0.5},{"$f":"IF(Padroes!L48=\"\",\"\",Padroes!L48)","v":0.92500000000000004},2690.2551200000003,{"$f":"IF(E137=\"\",\"\",Padroes!$AI$12)","v":0.8},{"$f":"IF(E137=\"\",\"\",Padroes!$AL$23)","v":1},540.1462499999999,600.41966772151886,617.15966772151887,1072.2457135900927,null,{"$f":"IF(Padroes!N48=\"\",\"\",Padroes!N48)","v":"B"},null,null,{"$f":"IF(O137=\"\",\"\",O137*Parametros!$I$26)","v":432.11699999999996},{"$f":"IF(P137=\"\",\"\",P137*Parametros!$I$27)","v":480.3357341772151},{"$f":"IF(Q137=\"\",\"\",Q137*Parametros!$I$28)","v":493.7277341772151},{"$f":"IF(R137=\"\",\"\",R137*Parametros!$I$29)","v":1072.2457135900927}]
[null,13,{"$f":"IF(Padroes!H49=\"\",\"\",Padroes!H49)","v":""},{"$f":"IF(Padroes!I49<>\"\",Padroes!I49,\"\")","v":""},"","",{"$f":"IF(Padroes!J49=\"\",\"\",Padroes!J49)","v":""},{"$f":"IF(E138=\"\",\"\",Padroes!S$8)","v":""},{"$f":"IF(E138=\"\",\"\",Padroes!S$9)","v":""},{"$f":"IF(E138=\"\",\"\",Padroes!S$10)","v":""},{"$f":"IF(Padroes!L49=\"\",\"\",Padroes!L49)","v":""},"",{"$f":"IF(E138=\"\",\"\",Padroes!$AI$12)","v":""},{"$f":"IF(E138=\"\",\"\",Padroes!$AL$23)","v":""},"","","","",null,{"$f":"IF(Padroes!N49=\"\",\"\",Padroes!N49)","v":""},null,null,{"$f":"IF(O138=\"\",\"\",O138*Parametros!$I$26)","v":""},{"$f":"IF(P138=\"\",\"\",P138*Parametros!$I$27)","v":""},{"$f":"IF(Q138=\"\",\"\",Q138*Parametros!$I$28)","v":""},{"$f":"IF(R138=\"\",\"\",R138*Parametros!$I$29)","v":""}]
[null,13,{"$f":"IF(Padroes!H50=\"\",\"\",Padroes!H50)","v":""},{"$f":"IF(Padroes!I50<>\"\",Padroes!I50,\"\")","v":""},"","",{"$f":"IF(Padroes!J50=\"\",\"\",Padroes!J50)","v":""},{"$f":"IF(E139=\"\",\"\",Padroes!S$8)","v":""},{"$f":"IF(E139=\"\",\"\",Padroes!S$9)","v":""},{"$f":"IF(E139=\"\",\"\",Padroes!S$10)","v":""},{"$f":"IF(Padroes!L50=\"\",\"\",Padroes!L50)","v":""},"",{"$f":"IF(E139=\"\",\"\",Padroes!$AI$12)","v":""},{"$f":"IF(E139=\"\",\"\",Padroes!$AL$23)","v":""},"","","","",null,{"$f":"IF(Padroes!N50=\"\",\"\",Padroes!N50)","v":""},null,null,{"$f":"IF(O139=\"\",\"\",O139*Parametros!$I$26)","v":""},{"$f":"IF(P139=\"\",\"\",P139*Parametros!$I$27)","v":""},{"$f":"IF(Q139=\"\",\"\",Q139*Parametros!$I$28)","v":""},{"$f":"IF(R139=\"\",\"\",R139*Parametros!$I$29)","v":""}]
[null,13,{"$f":"IF(Padroes!H51=\"\",\"\",Padroes!H51)","v":""},{"$f":"IF(Padroes!I51<>\"\",Padroes!I51,\"\")","v":""},"","",{"$f":"IF(Padroes!J51=\"\",\"\",Padroes!J51)","v":""},{"$f":"IF(E140=\"\",\"\",Padroes!S$8)","v":""},{"$f":"IF(E140=\"\",\"\",Padroes!S$9)","v":""},{"$f":"IF(E140=\"\",\"\",Padroes!S$10)","v":""},{"$f":"IF(Padroes!L51=\"\",\"\",Padroes!L51)","v":""},"",{"$f":"IF(E140=\"\",\"\",Padroes!$AI$12)","v":""},{"$f":"IF(E140=\"\",\"\",Padroes!$AL$23)","v":""},"","","","",null,{"$f":"IF(Padroes!N51=\"\",\"\",Padroes!N51)","v":""},null,null,{"$f":"IF(O140=\"\",\"\",O140*Parametros!$I$26)","v":""},{"$f":"IF(P140=\"\",\"\",P140*Parametros!$I$27)","v":""},{"$f":"IF(Q140=\"\",\"\",Q140*Parametros!$I$28)","v":""},{"$f":"IF(R140=\"\",\"\",R140*Parametros!$I$29)","v":""}]
[null,13,{"$f":"IF(Padroes!H52=\"\",\"\",Padroes!H52)","v":""},{"$f":"IF(Padroes!I52<>\"\",Padroes!I52,\"\")","v":""},"","",{"$f":"IF(Padroes!J52=\"\",\"\",Padroes!J52)","v":""},{"$f":"IF(E141=\"\",\"\",Padroes!S$8)","v":""},{"$f":"IF(E141=\"\",\"\",Padroes!S$9)","v":""},{"$f":"IF(E141=\"\",\"\",Padroes!S$10)","v":""},{"$f":"IF(Padroes!L52=\"\",\"\",Padroes!L52)","v":""},"",{"$f":"IF(E141=\"\",\"\",Padroes!$AI$12)","v":""},{"$f":"IF(E141=\"\",\"\",Padroes!$AL$23)","v":""},"","","","",null,{"$f":"IF(Padroes!N52=\"\",\"\",Padroes!N52)","v":""},null,null,{"$f":"IF(O141=\"\",\"\",O141*Parametros!$I$26)","v":""},{"$f":"IF(P141=\"\",\"\",P141*Parametros!$I$27)","v":""},{"$f":"IF(Q141=\"\",\"\",Q141*Parametros!$I$28)","v":""},{"$f":"IF(R141=\"\",\"\",R141*Parametros!$I$29)","v":""}]
[null,13,{"$f":"IF(Padroes!H53=\"\",\"\",Padroes!H53)","v":""},{"$f":"IF(Padroes!I53<>\"\",Padroes!I53,\"\")","v":""},"","",{"$f":"IF(Padroes!J53=\"\",\"\",Padroes!J53)","v":""},{"$f":"IF(E142=\"\",\"\",Padroes!S$8)","v":""},{"$f":"IF(E142=\"\",\"\",Padroes!S$9)","v":""},{"$f":"IF(E142=\"\",\"\",Padroes!S$10)","v":""},{"$f":"IF(Padroes!L53=\"\",\"\",Padroes!L53)","v":""},{"$f":"IF(D142=\"\",\"\",(D142+(3.1416*K142^2*M142/4*2400)))","v":""},{"$f":"IF(E142=\"\",\"\",Padroes!$AI$12)","v":""},{"$f":"IF(E142=\"\",\"\",Padroes!$AL$23)","v":""},"","","","",null,{"$f":"IF(Padroes!N53=\"\",\"\",Padroes!N53)","v":""},null,null,{"$f":"IF(O142=\"\",\"\",O142*Parametros!$I$26)","v":""},{"$f":"IF(P142=\"\",\"\",P142*Parametros!$I$27)","v":""},{"$f":"IF(Q142=\"\",\"\",Q142*Parametros!$I$28)","v":""},{"$f":"IF(R142=\"\",\"\",R142*Parametros!$I$29)","v":""}]
[]
[]
[]
["Poste de concreto Duplo T",null,null,null,"DADOS DO POSTE",null,"Face B","dados escora",null,null,"dados da base concretada",null,null,null,"VALOR DA TRAÇÃO NO TOPO  (daN)",null,null,null,null,null,null,null,"Valores para Critários de Projetos"]
["comprimento",null,"carga","peso","t","h*","b","m","n","c","d","P","q","K","SIMPLES ","ESCORA\nSIMPLES","ESCORA\nDUPLA","CONCRETADO",9,"Tipo Base",null,null,"SIMPLES ","ESCORA\nSIMPLES","ESCORA\nDUPLA","CONCRETADO"]
[9,9,{"$f":"IF(Padroes!H10=\"\",\"\",Padroes!H10)","v":150},{"$f":"IF(Padroes!I10=\"\",\"\",Padroes!I10)","v":470},{"$f":"IF(D148=\"\",\"\",(0.6+0.1*B148))","v":1.5},{"$f":"IF(E148=\"\",\"\",B148-E148-0.5)","v":7},{"$f":"IF(Padroes!K10=\"\",\"\",Padroes!K10)","v":0.19},{"$f":"IF(E148=\"\",\"\",Padroes!S$8)","v":1},{"$f":"IF(E148=\"\",\"\",Padroes!S$9)","v":0.2},{"$f":"IF(E148=\"\",\"\",Padroes!S$10)","v":0.5},{"$f":"IF(Padroes!M10=\"\",\"\",Padroes!M10)","v":0.32526297053307496},{"$f":"IF(D148=\"\",\"\",(D148+(3.1416*((K148+0.3)/2)^2-(3.1416*((Padroes!M10)/2)^2))*M148*2400))","v":792.50660801696904},{"$f":"IF(E148=\"\",\"\",Padroes!$AI$8)","v":0.6},{"$f":"IF(E148=\"\",\"\",Padroes!$AL$23)","v":1},{"$f":"IF(E148=\"\",\"\",($B$63*G148*E148^3)/(F148+E148))","v":150.88235294117646},{"$f":"IF(E148=\"\",\"\",(3*$B$63*(2*J148*I148 - I148^2)*(H148-G148))*(E148-J148+I148/2)/(F148+E148/2) + O148)","v":261.25138519924099},{"$f":"IF(E148=\"\",\"\",(3*$B$63 * (2*E148*I148-I148^2)*(H148-G148) ) * (I148/2) / (F148+E148) + P148)","v":293.27020872865273},{"$f":"IF(E148=\"\",\"\",(N148*$B$63*(K148+0.3)*E148^3)/(F148+E148)+((K148+0.3)*L148/(F148+E148))*(0.5-((2*L148*10^-4)/(3*(K148+0.3)^2))))","v":517.80258366470468},null,{"$f":"IF(Padroes!N10=\"\",\"\",Padroes!N10)","v":"D"},null,null,{"$f":"IF(O148=\"\",\"\",O148*Parametros!$I$26)","v":120.70588235294117},{"$f":"IF(P148=\"\",\"\",P148*Parametros!$I$27)","v":209.0011081593928},{"$f":"IF(Q148=\"\",\"\",Q148*Parametros!$I$28)","v":234.61616698292221},{"$f":"IF(R148=\"\",\"\",R148*Parametros!$I$29)","v":517.80258366470468}]
[null,9,{"$f":"IF(Padroes!H11=\"\",\"\",Padroes!H11)","v":200},{"$f":"IF(Padroes!I11=\"\",\"\",Padroes!I11)","v":470},{"$f":"IF(D149=\"\",\"\",(0.6+0.1*B149))","v":1.5},{"$f":"IF(E149=\"\",\"\",B149-E149-0.5)","v":7},{"$f":"IF(Padroes!K11=\"\",\"\",Padroes!K11)","v":0.19},{"$f":"IF(E149=\"\",\"\",Padroes!S$8)","v":1},{"$f":"IF(E149=\"\",\"\",Padroes!S$9)","v":0.2},{"$f":"IF(E149=\"\",\"\",Padroes!S$10)","v":0.5},{"$f":"IF(Padroes!M11=\"\",\"\",Padroes!M11)","v":0.32526297053307496},{"$f":"IF(D149=\"\",\"\",(D149+(3.1416*((K149+0.3)/2)^2-(3.1416*((Padroes!M11)/2)^2))*M149*2400))","v":792.50660801696904},{"$f":"IF(E149=\"\",\"\",Padroes!$AI$8)","v":0.6},{"$f":"IF(E149=\"\",\"\",Padroes!$AL$23)","v":1},{"$f":"IF(E149=\"\",\"\",($B$63*G149*E149^3)/(F149+E149))","v":150.88235294117646},{"$f":"IF(E149=\"\",\"\",(3*$B$63*(2*J149*I149 - I149^2)*(H149-G149))*(E149-J149+I149/2)/(F149+E149/2) + O149)","v":261.25138519924099},293.27020872865273,517.80258366470468,null,{"$f":"IF(Padroes!N11=\"\",\"\",Padroes!N11)","v":"D"},null,null,{"$f":"IF(O149=\"\",\"\",O149*Parametros!$I$26)","v":120.70588235294117},{"$f":"IF(P149=\"\",\"\",P149*Parametros!$I$27)","v":209.0011081593928},{"$f":"IF(Q149=\"\",\"\",Q149*Parametros!$I$28)","v":234.61616698292221},{"$f":"IF(R149=\"\",\"\",R149*Parametros!$I$29)","v":517.80258366470468}]
[null,9,{"$f":"IF(Padroes!H12=\"\",\"\",Padroes!H12)","v":300},{"$f":"IF(Padroes!I12=\"\",\"\",Padroes!I12)","v":750},1.5,7,{"$f":"IF(Padroes!K12=\"\",\"\",Padroes!K12)","v":0.28999999999999998},{"$f":"IF(E150=\"\",\"\",Padroes!S$8)","v":1},{"$f":"IF(E150=\"\",\"\",Padroes!S$9)","v":0.2},{"$f":"IF(E150=\"\",\"\",Padroes!S$10)","v":0.5},{"$f":"IF(Padroes!M12=\"\",\"\",Padroes!M12)","v":0.48761050029711217},{"$f":"IF(D150=\"\",\"\",(D150+(3.1416*((K150+0.3)/2)^2-(3.1416*((Padroes!M12)/2)^2))*M150*2400))","v":1182.6733039104158},{"$f":"IF(E150=\"\",\"\",Padroes!$AI$8)","v":0.6},{"$f":"IF(E150=\"\",\"\",Padroes!$AL$23)","v":1},230.29411764705881,327.0373434535104,355.10322580645158,666.32007219984177,null,{"$f":"IF(Padroes!N12=\"\",\"\",Padroes!N12)","v":"B"},null,null,{"$f":"IF(O150=\"\",\"\",O150*Parametros!$I$26)","v":184.23529411764707},{"$f":"IF(P150=\"\",\"\",P150*Parametros!$I$27)","v":261.62987476280836},{"$f":"IF(Q150=\"\",\"\",Q150*Parametros!$I$28)","v":284.08258064516127},{"$f":"IF(R150=\"\",\"\",R150*Parametros!$I$29)","v":666.32007219984177}]
[null,9,{"$f":"IF(Padroes!H13=\"\",\"\",Padroes!H13)","v":400},{"$f":"IF(Padroes!I13=\"\",\"\",Padroes!I13)","v":750},1.5,7,{"$f":"IF(Padroes!K13=\"\",\"\",Padroes!K13)","v":0.28999999999999998},{"$f":"IF(E151=\"\",\"\",Padroes!S$8)","v":1},{"$f":"IF(E151=\"\",\"\",Padroes!S$9)","v":0.2},{"$f":"IF(E151=\"\",\"\",Padroes!S$10)","v":0.5},{"$f":"IF(Padroes!M13=\"\",\"\",Padroes!M13)","v":0.48761050029711217},{"$f":"IF(D151=\"\",\"\",(D151+(3.1416*((K151+0.3)/2)^2-(3.1416*((Padroes!M13)/2)^2))*M151*2400))","v":1182.6733039104158},{"$f":"IF(E151=\"\",\"\",Padroes!$AI$8)","v":0.6},{"$f":"IF(E151=\"\",\"\",Padroes!$AL$23)","v":1},230.29411764705881,327.0373434535104,355.10322580645158,666.32007219984177,null,{"$f":"IF(Padroes!N13=\"\",\"\",Padroes!N13)","v":"B"},null,null,{"$f":"IF(O151=\"\",\"\",O151*Parametros!$I$26)","v":184.23529411764707},{"$f":"IF(P151=\"\",\"\",P151*Parametros!$I$27)","v":261.62987476280836},{"$f":"IF(Q151=\"\",\"\",Q151*Parametros!$I$28)","v":284.08258064516127},{"$f":"IF(R151=\"\",\"\",R151*Parametros!$I$29)","v":666.32007219984177}]
[null,9,{"$f":"IF(Padroes!H14=\"\",\"\",Padroes!H14)","v":600},{"$f":"IF(Padroes!I14=\"\",\"\",Padroes!I14)","v":750},1.5,7,{"$f":"IF(Padroes!K14=\"\",\"\",Padroes!K14)","v":0.28999999999999998},{"$f":"IF(E152=\"\",\"\",Padroes!S$8)","v":1},{"$f":"IF(E152=\"\",\"\",Padroes!S$9)","v":0.2},{"$f":"IF(E152=\"\",\"\",Padroes!S$10)","v":0.5},{"$f":"IF(Padroes!M14=\"\",\"\",Padroes!M14)","v":0.48761050029711217},{"$f":"IF(D152=\"\",\"\",(D152+(3.1416*((K152+0.3)/2)^2-(3.1416*((Padroes!M14)/2)^2))*M152*2400))","v":1182.6733039104158},{"$f":"IF(E152=\"\",\"\",Padroes!$AI$8)","v":0.6},{"$f":"IF(E152=\"\",\"\",Padroes!$AL$23)","v":1},230.29411764705881,327.0373434535104,355.10322580645158,666.32007219984177,null,{"$f":"IF(Padroes!N14=\"\",\"\",Padroes!N14)","v":"B"},null,null,{"$f":"IF(O152=\"\",\"\",O152*Parametros!$I$26)","v":184.23529411764707},{"$f":"IF(P152=\"\",\"\",P152*Parametros!$I$27)","v":261.62987476280836},{"$f":"IF(Q152=\"\",\"\",Q152*Parametros!$I$28)","v":284.08258064516127},{"$f":"IF(R152=\"\",\"\",R152*Parametros!$I$29)","v":666.32007219984177}]
[null,9,{"$f":"IF(Padroes!H15=\"\",\"\",Padroes!H15)","v":1000},{"$f":"IF(Padroes!I15=\"\",\"\",Padroes!I15)","v":1026},1.5,7,{"$f":"IF(Padroes!K15=\"\",\"\",Padroes!K15)","v":0.32},{"$f":"IF(E153=\"\",\"\",Padroes!S$8)","v":1},{"$f":"IF(E153=\"\",\"\",Padroes!S$9)","v":0.2},{"$f":"IF(E153=\"\",\"\",Padroes!S$10)","v":0.5},{"$f":"IF(Padroes!M15=\"\",\"\",Padroes!M15)","v":0.53921795222340285},{"$f":"IF(D153=\"\",\"\",(D153+(3.1416*((K153+0.3)/2)^2-(3.1416*((Padroes!M15)/2)^2))*M153*2400))","v":1493.6933776402891},{"$f":"IF(E153=\"\",\"\",Padroes!$AI$8)","v":0.6},{"$f":"IF(E153=\"\",\"\",Padroes!$AL$23)","v":1},254.11764705882354,346.77313092979125,373.65313092979125,719.32356560508799,null,{"$f":"IF(Padroes!N15=\"\",\"\",Padroes!N15)","v":"B-1,5"},null,null,{"$f":"IF(O153=\"\",\"\",O153*Parametros!$I$26)","v":203.29411764705884},{"$f":"IF(P153=\"\",\"\",P153*Parametros!$I$27)","v":277.41850474383301},{"$f":"IF(Q153=\"\",\"\",Q153*Parametros!$I$28)","v":298.92250474383303},{"$f":"IF(R153=\"\",\"\",R153*Parametros!$I$29)","v":719.32356560508799}]
[null,9,{"$f":"IF(Padroes!H16=\"\",\"\",Padroes!H16)","v":""},{"$f":"IF(Padroes!I16=\"\",\"\",Padroes!I16)","v":""},"","",{"$f":"IF(Padroes!K16=\"\",\"\",Padroes!K16)","v":""},{"$f":"IF(E154=\"\",\"\",Padroes!S$8)","v":""},{"$f":"IF(E154=\"\",\"\",Padroes!S$9)","v":""},{"$f":"IF(E154=\"\",\"\",Padroes!S$10)","v":""},{"$f":"IF(Padroes!M16=\"\",\"\",Padroes!M16)","v":""},{"$f":"IF(D154=\"\",\"\",(D154+(3.1416*((K154+0.3)/2)^2-(3.1416*((Padroes!M16)/2)^2))*M154*2400))","v":""},{"$f":"IF(E154=\"\",\"\",Padroes!$AI$8)","v":""},{"$f":"IF(E154=\"\",\"\",Padroes!$AL$23)","v":""},"","","","",null,{"$f":"IF(Padroes!N16=\"\",\"\",Padroes!N16)","v":""},null,null,{"$f":"IF(O154=\"\",\"\",O154*Parametros!$I$26)","v":""},{"$f":"IF(P154=\"\",\"\",P154*Parametros!$I$27)","v":""},{"$f":"IF(Q154=\"\",\"\",Q154*Parametros!$I$28)","v":""},{"$f":"IF(R154=\"\",\"\",R154*Parametros!$I$29)","v":""}]
[null,9,{"$f":"IF(Padroes!H17=\"\",\"\",Padroes!H17)","v":""},{"$f":"IF(Padroes!I17=\"\",\"\",Padroes!I17)","v":""},"","",{"$f":"IF(Padroes!K17=\"\",\"\",Padroes!K17)","v":""},{"$f":"IF(E155=\"\",\"\",Padroes!S$8)","v":""},{"$f":"IF(E155=\"\",\"\",Padroes!S$9)","v":""},{"$f":"IF(E155=\"\",\"\",Padroes!S$10)","v":""},{"$f":"IF(Padroes!M17=\"\",\"\",Padroes!M17)","v":""},{"$f":"IF(D155=\"\",\"\",(D155+(3.1416*((K155+0.3)/2)^2-(3.1416*((Padroes!M17)/2)^2))*M155*2400))","v":""},{"$f":"IF(E155=\"\",\"\",Padroes!$AI$8)","v":""},{"$f":"IF(E155=\"\",\"\",Padroes!$AL$23)","v":""},"","",{"$f":"IF(E155=\"\",\"\",(3*$B$63 * (2*E155*I155-I155^2)*(H155-G155) ) * (I155/2) / (F155+E155) + P155)","v":""},{"$f":"IF(E155=\"\",\"\",(N155*$B$63*(K155+0.3)*E155^3)/(F155+E155)+((K155+0.3)*L155/(F155+E155))*(0.5-((2*L155*10^-4)/(3*(K155+0.3)^2))))","v":""},null,{"$f":"IF(Padroes!N17=\"\",\"\",Padroes!N17)","v":""},null,null,{"$f":"IF(O155=\"\",\"\",O155*Parametros!$I$26)","v":""},{"$f":"IF(P155=\"\",\"\",P155*Parametros!$I$27)","v":""},{"$f":"IF(Q155=\"\",\"\",Q155*Parametros!$I$28)","v":""},{"$f":"IF(R155=\"\",\"\",R155*Parametros!$I$29)","v":""}]
[null,9,{"$f":"IF(Padroes!H18=\"\",\"\",Padroes!H18)","v":""},{"$f":"IF(Padroes!I18=\"\",\"\",Padroes!I18)","v":""},"","",{"$f":"IF(Padroes!K18=\"\",\"\",Padroes!K18)","v":""},{"$f":"IF(E156=\"\",\"\",Padroes!S$8)","v":""},{"$f":"IF(E156=\"\",\"\",Padroes!S$9)","v":""},{"$f":"IF(E156=\"\",\"\",Padroes!S$10)","v":""},{"$f":"IF(Padroes!M18=\"\",\"\",Padroes!M18)","v":""},{"$f":"IF(D156=\"\",\"\",(D156+(3.1416*((K156+0.3)/2)^2-(3.1416*((Padroes!M18)/2)^2))*M156*2400))","v":""},{"$f":"IF(E156=\"\",\"\",Padroes!$AI$8)","v":""},{"$f":"IF(E156=\"\",\"\",Padroes!$AL$23)","v":""},"","","","",null,{"$f":"IF(Padroes!N18=\"\",\"\",Padroes!N18)","v":""},null,null,{"$f":"IF(O156=\"\",\"\",O156*Parametros!$I$26)","v":""},{"$f":"IF(P156=\"\",\"\",P156*Parametros!$I$27)","v":""},{"$f":"IF(Q156=\"\",\"\",Q156*Parametros!$I$28)","v":""},{"$f":"IF(R156=\"\",\"\",R156*Parametros!$I$29)","v":""}]
[9,9,{"$f":"IF(Engastamento_Profundo!F$43=9,Engastamento_Profundo!F$44, 0)","v":0},{"$f":"IF(Engastamento_Profundo!F$45=\"\",VLOOKUP(C157,Padroes!$H$10:$M$18,2,FALSE),Engastamento_Profundo!$F$45 )","v":{"$error":"#N/A"}},{"$f":"IF(Engastamento_Profundo!$F$47=\"\",1.5,Engastamento_Profundo!$F47)","v":-335544.32000000001},{"$f":"IF(Engastamento_Profundo!F$56=\"\",7,Engastamento_Profundo!F$56)","v":7},{"$f":"IF(Engastamento_Profundo!F$46=\"\",VLOOKUP(C157,Padroes!H10:M18,4,FALSE),Engastamento_Profundo!F$46)","v":{"$error":"#N/A"}},{"$f":"IF(Engastamento_Profundo!F$49=\"\",Padroes!$S$8,Engastamento_Profundo!F$49)","v":1},{"$f":"IF(Engastamento_Profundo!F$50=\"\",Padroes!$S$9,Engastamento_Profundo!F50)","v":0.2},{"$f":"IF(Engastamento_Profundo!F$51=\"\",Padroes!$S$10,Engastamento_Profundo!F$51)","v":0.5},{"$f":"IF(Engastamento_Profundo!F$53=\"\",VLOOKUP(C157,C148:K156,9,FALSE),Engastamento_Profundo!F$53)","v":{"$error":"#N/A"}},{"$f":"D157+(3.1416*K157^2*M157/4*2400)","v":{"$error":"#N/A"}},{"$f":"Padroes!$AL$8","v":0.6},1,{"$f":"IF(E157=\"\",\"\",($B$63*G157*E157^3)/(F157+E157))","v":{"$error":"#N/A"}},{"$f":"IF(E157=\"\",\"\",(3*$B$63*(2*J157*I157 - I157^2)*(H157-G157))*(E157-J157+I157/2)/(F157+E157/2) + O157)","v":{"$error":"#N/A"}},{"$f":" IF(E157=\"\",\"\",(3*$B$63 * (2*E157*I157-I157^2)*(H157-G157) ) * (I157/2) / (F157+E157) + P157)","v":{"$error":"#N/A"}},{"$f":"IF(E157=\"\",\"\",(N157*$B$63*K157*E157^3)/(F157+E157) + (K157*L157/(F157+E157)) * (0.5 - (2*L157/(3*$C$63*K157^2))))","v":{"$error":"#N/A"}},null,null,null,null,{"$f":"IF(O157=\"\",\"\",O157*Parametros!$I$26)","v":{"$error":"#N/A"}},{"$f":"IF(P157=\"\",\"\",P157*Parametros!$I$27)","v":{"$error":"#N/A"}},{"$f":"IF(Q157=\"\",\"\",Q157*Parametros!$I$28)","v":{"$error":"#N/A"}},{"$f":"IF(R157=\"\",\"\",R157*Parametros!$I$29)","v":{"$error":"#N/A"}}]
[10,10,{"$f":"IF(Padroes!H19=\"\",\"\",Padroes!H19)","v":150},{"$f":"IF(Padroes!I19=\"\",\"\",Padroes!I19)","v":550},1.6,{"$f":"IF(E158=\"\",\"\",B158-E158-0.2)","v":8.2000000000000011},{"$f":"IF(Padroes!K19=\"\",\"\",Padroes!K19)","v":0.2},{"$f":"IF(E158=\"\",\"\",Padroes!S$8)","v":1},{"$f":"IF(E158=\"\",\"\",Padroes!S$9)","v":0.2},{"$f":"IF(E158=\"\",\"\",Padroes!S$10)","v":0.5},{"$f":"IF(Padroes!M19=\"\",\"\",Padroes!M19)","v":0.34409301068170511},{"$f":"IF(D158=\"\",\"\",(D158+(3.1416*((K158+0.3)/2)^2-(3.1416*((Padroes!M19)/2)^2))*M158*2400))","v":913.22476895168893},{"$f":"IF(E158=\"\",\"\",Padroes!$AI$9)","v":0.65},{"$f":"IF(E158=\"\",\"\",Padroes!$AL$23)","v":1},167.18367346938777,269.58367346938775,298.97142857142859,559.61122210102826,10,{"$f":"IF(Padroes!N19=\"\",\"\",Padroes!N19)","v":"D"},null,null,{"$f":"IF(O158=\"\",\"\",O158*Parametros!$I$26)","v":133.74693877551022},{"$f":"IF(P158=\"\",\"\",P158*Parametros!$I$27)","v":215.6669387755102},{"$f":"IF(Q158=\"\",\"\",Q158*Parametros!$I$28)","v":239.17714285714288},{"$f":"IF(R158=\"\",\"\",R158*Parametros!$I$29)","v":559.61122210102826}]
[null,10,{"$f":"IF(Padroes!H20=\"\",\"\",Padroes!H20)","v":200},{"$f":"IF(Padroes!I20=\"\",\"\",Padroes!I20)","v":550},1.6,8.2000000000000011,{"$f":"IF(Padroes!K20=\"\",\"\",Padroes!K20)","v":0.2},{"$f":"IF(E159=\"\",\"\",Padroes!S$8)","v":1},{"$f":"IF(E159=\"\",\"\",Padroes!S$9)","v":0.2},{"$f":"IF(E159=\"\",\"\",Padroes!S$10)","v":0.5},{"$f":"IF(Padroes!M20=\"\",\"\",Padroes!M20)","v":0.34409301068170511},{"$f":"IF(D159=\"\",\"\",(D159+(3.1416*((K159+0.3)/2)^2-(3.1416*((Padroes!M20)/2)^2))*M159*2400))","v":913.22476895168893},{"$f":"IF(E159=\"\",\"\",Padroes!$AI$9)","v":0.65},{"$f":"IF(E159=\"\",\"\",Padroes!$AL$23)","v":1},167.18367346938777,269.58367346938775,298.97142857142859,559.61122210102826,null,{"$f":"IF(Padroes!N20=\"\",\"\",Padroes!N20)","v":"B"},null,null,{"$f":"IF(O159=\"\",\"\",O159*Parametros!$I$26)","v":133.74693877551022},{"$f":"IF(P159=\"\",\"\",P159*Parametros!$I$27)","v":215.6669387755102},{"$f":"IF(Q159=\"\",\"\",Q159*Parametros!$I$28)","v":239.17714285714288},{"$f":"IF(R159=\"\",\"\",R159*Parametros!$I$29)","v":559.61122210102826}]
[null,10,{"$f":"IF(Padroes!H21=\"\",\"\",Padroes!H21)","v":300},{"$f":"IF(Padroes!I21=\"\",\"\",Padroes!I21)","v":900},1.6,8.2000000000000011,{"$f":"IF(Padroes!K21=\"\",\"\",Padroes!K21)","v":0.31},{"$f":"IF(E160=\"\",\"\",Padroes!S$8)","v":1},{"$f":"IF(E160=\"\",\"\",Padroes!S$9)","v":0.2},{"$f":"IF(E160=\"\",\"\",Padroes!S$10)","v":0.5},{"$f":"IF(Padroes!M21=\"\",\"\",Padroes!M21)","v":0.52201532544552742},{"$f":"IF(D160=\"\",\"\",(D160+(3.1416*((K160+0.3)/2)^2-(3.1416*((Padroes!M21)/2)^2))*M160*2400))","v":1394.0215830622024},{"$f":"IF(E160=\"\",\"\",Padroes!$AI$9)","v":0.65},{"$f":"IF(E160=\"\",\"\",Padroes!$AL$23)","v":1},259.13469387755106,347.45469387755105,372.80163265306123,729.52029447934183,null,{"$f":"IF(Padroes!N21=\"\",\"\",Padroes!N21)","v":"B"},null,null,{"$f":"IF(O160=\"\",\"\",O160*Parametros!$I$26)","v":207.30775510204086},{"$f":"IF(P160=\"\",\"\",P160*Parametros!$I$27)","v":277.96375510204086},{"$f":"IF(Q160=\"\",\"\",Q160*Parametros!$I$28)","v":298.24130612244898},{"$f":"IF(R160=\"\",\"\",R160*Parametros!$I$29)","v":729.52029447934183}]
[null,10,{"$f":"IF(Padroes!H22=\"\",\"\",Padroes!H22)","v":400},{"$f":"IF(Padroes!I22=\"\",\"\",Padroes!I22)","v":900},1.6,8.2000000000000011,{"$f":"IF(Padroes!K22=\"\",\"\",Padroes!K22)","v":0.31},{"$f":"IF(E161=\"\",\"\",Padroes!S$8)","v":1},{"$f":"IF(E161=\"\",\"\",Padroes!S$9)","v":0.2},{"$f":"IF(E161=\"\",\"\",Padroes!S$10)","v":0.5},{"$f":"IF(Padroes!M22=\"\",\"\",Padroes!M22)","v":0.52201532544552742},{"$f":"IF(D161=\"\",\"\",(D161+(3.1416*((K161+0.3)/2)^2-(3.1416*((Padroes!M22)/2)^2))*M161*2400))","v":1394.0215830622024},{"$f":"IF(E161=\"\",\"\",Padroes!$AI$9)","v":0.65},{"$f":"IF(E161=\"\",\"\",Padroes!$AL$23)","v":1},259.13469387755106,347.45469387755105,372.80163265306123,729.52029447934183,null,{"$f":"IF(Padroes!N22=\"\",\"\",Padroes!N22)","v":"B"},null,null,{"$f":"IF(O161=\"\",\"\",O161*Parametros!$I$26)","v":207.30775510204086},{"$f":"IF(P161=\"\",\"\",P161*Parametros!$I$27)","v":277.96375510204086},{"$f":"IF(Q161=\"\",\"\",Q161*Parametros!$I$28)","v":298.24130612244898},{"$f":"IF(R161=\"\",\"\",R161*Parametros!$I$29)","v":729.52029447934183}]
[null,10,{"$f":"IF(Padroes!H23=\"\",\"\",Padroes!H23)","v":600},{"$f":"IF(Padroes!I23=\"\",\"\",Padroes!I23)","v":900},1.6,8.2000000000000011,{"$f":"IF(Padroes!K23=\"\",\"\",Padroes!K23)","v":0.31},{"$f":"IF(E162=\"\",\"\",Padroes!S$8)","v":1},{"$f":"IF(E162=\"\",\"\",Padroes!S$9)","v":0.2},{"$f":"IF(E162=\"\",\"\",Padroes!S$10)","v":0.5},{"$f":"IF(Padroes!M23=\"\",\"\",Padroes!M23)","v":0.52201532544552742},{"$f":"IF(D162=\"\",\"\",(D162+(3.1416*((K162+0.3)/2)^2-(3.1416*((Padroes!M23)/2)^2))*M162*2400))","v":1394.0215830622024},{"$f":"IF(E162=\"\",\"\",Padroes!$AI$9)","v":0.65},{"$f":"IF(E162=\"\",\"\",Padroes!$AL$23)","v":1},{"$f":"IF(E162=\"\",\"\",($B$63*G162*E162^3)/(F162+E162))","v":259.13469387755106},347.45469387755105,372.80163265306123,729.52029447934183,null,{"$f":"IF(Padroes!N23=\"\",\"\",Padroes!N23)","v":"B"},null,null,{"$f":"IF(O162=\"\",\"\",O162*Parametros!$I$26)","v":207.30775510204086},{"$f":"IF(P162=\"\",\"\",P162*Parametros!$I$27)","v":277.96375510204086},{"$f":"IF(Q162=\"\",\"\",Q162*Parametros!$I$28)","v":298.24130612244898},{"$f":"IF(R162=\"\",\"\",R162*Parametros!$I$29)","v":729.52029447934183}]
[null,10,{"$f":"IF(Padroes!H24=\"\",\"\",Padroes!H24)","v":1000},{"$f":"IF(Padroes!I24=\"\",\"\",Padroes!I24)","v":1150},1.6,8.2000000000000011,{"$f":"IF(Padroes!K24=\"\",\"\",Padroes!K24)","v":0.34},{"$f":"IF(E163=\"\",\"\",Padroes!S$8)","v":1},{"$f":"IF(E163=\"\",\"\",Padroes!S$9)","v":0.2},{"$f":"IF(E163=\"\",\"\",Padroes!S$10)","v":0.5},{"$f":"IF(Padroes!M24=\"\",\"\",Padroes!M24)","v":0.5736235699480976},{"$f":"IF(D163=\"\",\"\",(D163+(3.1416*((K163+0.3)/2)^2-(3.1416*((Padroes!M24)/2)^2))*M163*2400))","v":1681.9605789196526},{"$f":"IF(E163=\"\",\"\",Padroes!$AI$9)","v":0.65},{"$f":"IF(E163=\"\",\"\",Padroes!$AL$23)","v":1},284.21224489795924,368.6922448979592,392.93714285714287,783.21864194186173,null,{"$f":"IF(Padroes!N24=\"\",\"\",Padroes!N24)","v":"B-1,5"},null,null,{"$f":"IF(O163=\"\",\"\",O163*Parametros!$I$26)","v":227.3697959183674},{"$f":"IF(P163=\"\",\"\",P163*Parametros!$I$27)","v":294.95379591836735},{"$f":"IF(Q163=\"\",\"\",Q163*Parametros!$I$28)","v":314.3497142857143},{"$f":"IF(R163=\"\",\"\",R163*Parametros!$I$29)","v":783.21864194186173}]
[null,10,{"$f":"IF(Padroes!H25=\"\",\"\",Padroes!H25)","v":""},{"$f":"IF(Padroes!I25=\"\",\"\",Padroes!I25)","v":""},"","",{"$f":"IF(Padroes!K25=\"\",\"\",Padroes!K25)","v":""},{"$f":"IF(E164=\"\",\"\",Padroes!S$8)","v":""},{"$f":"IF(E164=\"\",\"\",Padroes!S$9)","v":""},{"$f":"IF(E164=\"\",\"\",Padroes!S$10)","v":""},{"$f":"IF(Padroes!M25=\"\",\"\",Padroes!M25)","v":""},{"$f":"IF(D164=\"\",\"\",(D164+(3.1416*((K164+0.3)/2)^2-(3.1416*((Padroes!M25)/2)^2))*M164*2400))","v":""},{"$f":"IF(E164=\"\",\"\",Padroes!$AI$9)","v":""},{"$f":"IF(E164=\"\",\"\",Padroes!$AL$23)","v":""},"","","","",null,{"$f":"IF(Padroes!N25=\"\",\"\",Padroes!N25)","v":""},null,null,{"$f":"IF(O164=\"\",\"\",O164*Parametros!$I$26)","v":""},{"$f":"IF(P164=\"\",\"\",P164*Parametros!$I$27)","v":""},{"$f":"IF(Q164=\"\",\"\",Q164*Parametros!$I$28)","v":""},{"$f":"IF(R164=\"\",\"\",R164*Parametros!$I$29)","v":""}]
[null,10,{"$f":"IF(Padroes!H26=\"\",\"\",Padroes!H26)","v":""},{"$f":"IF(Padroes!I26=\"\",\"\",Padroes!I26)","v":""},"","",{"$f":"IF(Padroes!K26=\"\",\"\",Padroes!K26)","v":""},{"$f":"IF(E165=\"\",\"\",Padroes!S$8)","v":""},{"$f":"IF(E165=\"\",\"\",Padroes!S$9)","v":""},{"$f":"IF(E165=\"\",\"\",Padroes!S$10)","v":""},{"$f":"IF(Padroes!M26=\"\",\"\",Padroes!M26)","v":""},{"$f":"IF(D165=\"\",\"\",(D165+(3.1416*((K165+0.3)/2)^2-(3.1416*((Padroes!M26)/2)^2))*M165*2400))","v":""},{"$f":"IF(E165=\"\",\"\",Padroes!$AI$9)","v":""},{"$f":"IF(E165=\"\",\"\",Padroes!$AL$23)","v":""},"","","","",null,{"$f":"IF(Padroes!N26=\"\",\"\",Padroes!N26)","v":""},null,null,{"$f":"IF(O165=\"\",\"\",O165*Parametros!$I$26)","v":""},{"$f":"IF(P165=\"\",\"\",P165*Parametros!$I$27)","v":""},{"$f":"IF(Q165=\"\",\"\",Q165*Parametros!$I$28)","v":""},{"$f":"IF(R165=\"\",\"\",R165*Parametros!$I$29)","v":""}]
[null,10,{"$f":"IF(Padroes!H27=\"\",\"\",Padroes!H27)","v":""},{"$f":"IF(Padroes!I27=\"\",\"\",Padroes!I27)","v":""},"","",{"$f":"IF(Padroes!K27=\"\",\"\",Padroes!K27)","v":""},{"$f":"IF(E166=\"\",\"\",Padroes!S$8)","v":""},{"$f":"IF(E166=\"\",\"\",Padroes!S$9)","v":""},{"$f":"IF(E166=\"\",\"\",Padroes!S$10)","v":""},{"$f":"IF(Padroes!M27=\"\",\"\",Padroes!M27)","v":""},{"$f":"IF(D166=\"\",\"\",(D166+(3.1416*((K166+0.3)/2)^2-(3.1416*((Padroes!M27)/2)^2))*M166*2400))","v":""},{"$f":"IF(E166=\"\",\"\",Padroes!$AI$9)","v":""},{"$f":"IF(E166=\"\",\"\",Padroes!$AL$23)","v":""},"","","","",null,{"$f":"IF(Padroes!N27=\"\",\"\",Padroes!N27)","v":""},null,null,{"$f":"IF(O166=\"\",\"\",O166*Parametros!$I$26)","v":""},{"$f":"IF(P166=\"\",\"\",P166*Parametros!$I$27)","v":""},{"$f":"IF(Q166=\"\",\"\",Q166*Parametros!$I$28)","v":""},{"$f":"IF(R166=\"\",\"\",R166*Parametros!$I$29)","v":""}]
[10,10,{"$f":"IF(Engastamento_Profundo!F$43=10,Engastamento_Profundo!F$44, 0)","v":0},{"$f":"IF(Engastamento_Profundo!F$45=\"\",VLOOKUP(C167,Padroes!H19:M27,2,FALSE),Engastamento_Profundo!$F$45 )","v":{"$error":"#N/A"}},{"$f":"IF(Engastamento_Profundo!$F$47=\"\",1.6,Engastamento_Profundo!$F47)","v":-335544.32000000001},{"$f":"IF(Engastamento_Profundo!F$56=\"\",8.2,Engastamento_Profundo!F$56)","v":8.1999999999999993},{"$f":"IF(Engastamento_Profundo!F$46=\"\",VLOOKUP(C167,Padroes!H19:M27,4,FALSE),Engastamento_Profundo!F$46)","v":{"$error":"#N/A"}},{"$f":"IF(Engastamento_Profundo!F$49=\"\",Padroes!$S$8,Engastamento_Profundo!F$49)","v":1},{"$f":"IF(Engastamento_Profundo!F$50=\"\",Padroes!$S$9,Engastamento_Profundo!F60)","v":0.2},{"$f":"IF(Engastamento_Profundo!F$51=\"\",Padroes!$S$10,Engastamento_Profundo!F$51)","v":0.5},{"$f":"IF(Engastamento_Profundo!F$53=\"\",VLOOKUP(C167,C158:K166,9,FALSE),Engastamento_Profundo!F$53)","v":{"$error":"#N/A"}},{"$f":"D167+(3.1416*K167^2*M167/4*2400)","v":{"$error":"#N/A"}},{"$f":"Padroes!$AL$8","v":0.6},1,{"$f":"IF(E167=\"\",\"\",($B$63*G167*E167^3)/(F167+E167))","v":{"$error":"#N/A"}},{"$f":"IF(E167=\"\",\"\",(3*$B$63*(2*J167*I167 - I167^2)*(H167-G167))*(E167-J167+I167/2)/(F167+E167/2) + O167)","v":{"$error":"#N/A"}},{"$f":" IF(E167=\"\",\"\",(3*$B$63 * (2*E167*I167-I167^2)*(H167-G167) ) * (I167/2) / (F167+E167) + P167)","v":{"$error":"#N/A"}},{"$f":"IF(E167=\"\",\"\",(N167*$B$63*K167*E167^3)/(F167+E167) + (K167*L167/(F167+E167)) * (0.5 - (2*L167/(3*$C$63*K167^2))))","v":{"$error":"#N/A"}},null,null,null,null,{"$f":"IF(O167=\"\",\"\",O167*Parametros!$I$26)","v":{"$error":"#N/A"}},{"$f":"IF(P167=\"\",\"\",P167*Parametros!$I$27)","v":{"$error":"#N/A"}},{"$f":"IF(Q167=\"\",\"\",Q167*Parametros!$I$28)","v":{"$error":"#N/A"}},{"$f":"IF(R167=\"\",\"\",R167*Parametros!$I$29)","v":{"$error":"#N/A"}}]
[11,11,{"$f":"IF(Padroes!H28=\"\",\"\",Padroes!H28)","v":200},{"$f":"IF(Padroes!I28=\"\",\"\",Padroes!I28)","v":680},1.7000000000000002,{"$f":"IF(E168=\"\",\"\",B168-E168-0.2)","v":9.1000000000000014},{"$f":"IF(Padroes!K28=\"\",\"\",Padroes!K28)","v":0.21},{"$f":"IF(E168=\"\",\"\",Padroes!S$8)","v":1},{"$f":"IF(E168=\"\",\"\",Padroes!S$9)","v":0.2},{"$f":"IF(E168=\"\",\"\",Padroes!S$10)","v":0.5},{"$f":"IF(Padroes!M28=\"\",\"\",Padroes!M28)","v":0.36299999999999999},{"$f":"IF(D168=\"\",\"\",(D168+(3.1416*((K168+0.3)/2)^2-(3.1416*((Padroes!M28)/2)^2))*M168*2400))","v":1086.1334816000001},{"$f":"IF(E168=\"\",\"\",Padroes!$AI$10)","v":0.7},{"$f":"IF(E168=\"\",\"\",Padroes!$AL$23)","v":1},191.06111111111113,290.1485482970408,318.23743718592971,625.56205922339723,11,{"$f":"IF(Padroes!N28=\"\",\"\",Padroes!N28)","v":"D"},null,null,{"$f":"IF(O168=\"\",\"\",O168*Parametros!$I$26)","v":152.84888888888892},{"$f":"IF(P168=\"\",\"\",P168*Parametros!$I$27)","v":232.11883863763265},{"$f":"IF(Q168=\"\",\"\",Q168*Parametros!$I$28)","v":254.58994974874378},{"$f":"IF(R168=\"\",\"\",R168*Parametros!$I$29)","v":625.56205922339723}]
[null,11,{"$f":"IF(Padroes!H29=\"\",\"\",Padroes!H29)","v":300},{"$f":"IF(Padroes!I29=\"\",\"\",Padroes!I29)","v":1050},1.7000000000000002,{"$f":"IF(E169=\"\",\"\",B169-E169-0.2)","v":9.1000000000000014},{"$f":"IF(Padroes!K29=\"\",\"\",Padroes!K29)","v":0.33},{"$f":"IF(E169=\"\",\"\",Padroes!S$8)","v":1},{"$f":"IF(E169=\"\",\"\",Padroes!S$9)","v":0.2},{"$f":"IF(E169=\"\",\"\",Padroes!S$10)","v":0.5},{"$f":"IF(Padroes!M29=\"\",\"\",Padroes!M29)","v":0.55600000000000005},{"$f":"IF(D169=\"\",\"\",(D169+(3.1416*((K169+0.3)/2)^2-(3.1416*((Padroes!M29)/2)^2))*M169*2400))","v":1608.9283392000002},{"$f":"IF(E169=\"\",\"\",Padroes!$AI$10)","v":0.7},{"$f":"IF(E169=\"\",\"\",Padroes!$AL$23)","v":1},300.23888888888894,384.27506979341155,{"$f":"IF(E169=\"\",\"\",(3*$B$63 * (2*E169*I169-I169^2)*(H169-G169) ) * (I169/2) / (F169+E169) + P169)","v":408.0972920156338},{"$f":"IF(E169=\"\",\"\",(N169*$B$63*(K169+0.3)*E169^3)/(F169+E169)+((K169+0.3)*L169/(F169+E169))*(0.5-((2*L169*10^-4)/(3*(K169+0.3)^2))))","v":823.8952817148346},null,{"$f":"IF(Padroes!N29=\"\",\"\",Padroes!N29)","v":"B"},null,null,{"$f":"IF(O169=\"\",\"\",O169*Parametros!$I$26)","v":240.19111111111116},{"$f":"IF(P169=\"\",\"\",P169*Parametros!$I$27)","v":307.42005583472928},{"$f":"IF(Q169=\"\",\"\",Q169*Parametros!$I$28)","v":326.47783361250708},{"$f":"IF(R169=\"\",\"\",R169*Parametros!$I$29)","v":823.8952817148346}]
[null,11,{"$f":"IF(Padroes!H30=\"\",\"\",Padroes!H30)","v":400},{"$f":"IF(Padroes!I30=\"\",\"\",Padroes!I30)","v":1050},1.7000000000000002,9.1000000000000014,{"$f":"IF(Padroes!K30=\"\",\"\",Padroes!K30)","v":0.33},{"$f":"IF(E170=\"\",\"\",Padroes!S$8)","v":1},{"$f":"IF(E170=\"\",\"\",Padroes!S$9)","v":0.2},{"$f":"IF(E170=\"\",\"\",Padroes!S$10)","v":0.5},{"$f":"IF(Padroes!M30=\"\",\"\",Padroes!M30)","v":0.55600000000000005},{"$f":"IF(D170=\"\",\"\",(D170+(3.1416*((K170+0.3)/2)^2-(3.1416*((Padroes!M30)/2)^2))*M170*2400))","v":1608.9283392000002},{"$f":"IF(E170=\"\",\"\",Padroes!$AI$10)","v":0.7},{"$f":"IF(E170=\"\",\"\",Padroes!$AL$23)","v":1},300.23888888888894,384.27506979341155,{"$f":"IF(E170=\"\",\"\",(3*$B$63 * (2*E170*I170-I170^2)*(H170-G170) ) * (I170/2) / (F170+E170) + P170)","v":408.0972920156338},{"$f":"IF(E170=\"\",\"\",(N170*$B$63*(K170+0.3)*E170^3)/(F170+E170)+((K170+0.3)*L170/(F170+E170))*(0.5-((2*L170*10^-4)/(3*(K170+0.3)^2))))","v":823.8952817148346},null,{"$f":"IF(Padroes!N30=\"\",\"\",Padroes!N30)","v":"B"},null,null,{"$f":"IF(O170=\"\",\"\",O170*Parametros!$I$26)","v":240.19111111111116},{"$f":"IF(P170=\"\",\"\",P170*Parametros!$I$27)","v":307.42005583472928},{"$f":"IF(Q170=\"\",\"\",Q170*Parametros!$I$28)","v":326.47783361250708},{"$f":"IF(R170=\"\",\"\",R170*Parametros!$I$29)","v":823.8952817148346}]
[null,11,{"$f":"IF(Padroes!H31=\"\",\"\",Padroes!H31)","v":600},{"$f":"IF(Padroes!I31=\"\",\"\",Padroes!I31)","v":1050},1.7000000000000002,9.1000000000000014,{"$f":"IF(Padroes!K31=\"\",\"\",Padroes!K31)","v":0.33},{"$f":"IF(E171=\"\",\"\",Padroes!S$8)","v":1},{"$f":"IF(E171=\"\",\"\",Padroes!S$9)","v":0.2},{"$f":"IF(E171=\"\",\"\",Padroes!S$10)","v":0.5},{"$f":"IF(Padroes!M31=\"\",\"\",Padroes!M31)","v":0.55600000000000005},{"$f":"IF(D171=\"\",\"\",(D171+(3.1416*((K171+0.3)/2)^2-(3.1416*((Padroes!M31)/2)^2))*M171*2400))","v":1608.9283392000002},{"$f":"IF(E171=\"\",\"\",Padroes!$AI$10)","v":0.7},{"$f":"IF(E171=\"\",\"\",Padroes!$AL$23)","v":1},300.23888888888894,384.27506979341155,{"$f":"IF(E171=\"\",\"\",(3*$B$63 * (2*E171*I171-I171^2)*(H171-G171) ) * (I171/2) / (F171+E171) + P171)","v":408.0972920156338},{"$f":"IF(E171=\"\",\"\",(N171*$B$63*(K171+0.3)*E171^3)/(F171+E171)+((K171+0.3)*L171/(F171+E171))*(0.5-((2*L171*10^-4)/(3*(K171+0.3)^2))))","v":823.8952817148346},null,{"$f":"IF(Padroes!N31=\"\",\"\",Padroes!N31)","v":"B"},null,null,{"$f":"IF(O171=\"\",\"\",O171*Parametros!$I$26)","v":240.19111111111116},{"$f":"IF(P171=\"\",\"\",P171*Parametros!$I$27)","v":307.42005583472928},{"$f":"IF(Q171=\"\",\"\",Q171*Parametros!$I$28)","v":326.47783361250708},{"$f":"IF(R171=\"\",\"\",R171*Parametros!$I$29)","v":823.8952817148346}]
[null,11,{"$f":"IF(Padroes!H32=\"\",\"\",Padroes!H32)","v":1000},{"$f":"IF(Padroes!I32=\"\",\"\",Padroes!I32)","v":1330},1.7000000000000002,9.1000000000000014,{"$f":"IF(Padroes!K32=\"\",\"\",Padroes!K32)","v":0.36},{"$f":"IF(E172=\"\",\"\",Padroes!S$8)","v":1},{"$f":"IF(E172=\"\",\"\",Padroes!S$9)","v":0.2},{"$f":"IF(E172=\"\",\"\",Padroes!S$10)","v":0.5},{"$f":"IF(Padroes!M32=\"\",\"\",Padroes!M32)","v":0.60799999999999998},{"$f":"IF(D172=\"\",\"\",(D172+(3.1416*((K172+0.3)/2)^2-(3.1416*((Padroes!M32)/2)^2))*M172*2400))","v":1930.0958655999998},{"$f":"IF(E172=\"\",\"\",Padroes!$AI$10)","v":0.7},{"$f":"IF(E172=\"\",\"\",Padroes!$AL$23)","v":1},327.53333333333342,407.80670016750429,{"$f":"IF(E172=\"\",\"\",(3*$B$63 * (2*E172*I172-I172^2)*(H172-G172) ) * (I172/2) / (F172+E172) + P172)","v":430.56225572305988},{"$f":"IF(E172=\"\",\"\",(N172*$B$63*(K172+0.3)*E172^3)/(F172+E172)+((K172+0.3)*L172/(F172+E172))*(0.5-((2*L172*10^-4)/(3*(K172+0.3)^2))))","v":881.92192916608258},null,{"$f":"IF(Padroes!N32=\"\",\"\",Padroes!N32)","v":"B-1,5"},null,null,{"$f":"IF(O172=\"\",\"\",O172*Parametros!$I$26)","v":262.02666666666676},{"$f":"IF(P172=\"\",\"\",P172*Parametros!$I$27)","v":326.24536013400348},{"$f":"IF(Q172=\"\",\"\",Q172*Parametros!$I$28)","v":344.44980457844792},{"$f":"IF(R172=\"\",\"\",R172*Parametros!$I$29)","v":881.92192916608258}]
[null,11,{"$f":"IF(Padroes!H33=\"\",\"\",Padroes!H33)","v":""},{"$f":"IF(Padroes!I33=\"\",\"\",Padroes!I33)","v":""},"","",{"$f":"IF(Padroes!K33=\"\",\"\",Padroes!K33)","v":""},{"$f":"IF(E173=\"\",\"\",Padroes!S$8)","v":""},{"$f":"IF(E173=\"\",\"\",Padroes!S$9)","v":""},{"$f":"IF(E173=\"\",\"\",Padroes!S$10)","v":""},{"$f":"IF(Padroes!M33=\"\",\"\",Padroes!M33)","v":""},{"$f":"IF(D173=\"\",\"\",(D173+(3.1416*((K173+0.3)/2)^2-(3.1416*((Padroes!M33)/2)^2))*M173*2400))","v":""},{"$f":"IF(E173=\"\",\"\",Padroes!$AI$10)","v":""},{"$f":"IF(E173=\"\",\"\",Padroes!$AL$23)","v":""},"","",{"$f":"IF(E173=\"\",\"\",(3*$B$63 * (2*E173*I173-I173^2)*(H173-G173) ) * (I173/2) / (F173+E173) + P173)","v":""},{"$f":"IF(E173=\"\",\"\",(N173*$B$63*(K173+0.3)*E173^3)/(F173+E173)+((K173+0.3)*L173/(F173+E173))*(0.5-((2*L173*10^-4)/(3*(K173+0.3)^2))))","v":""},null,{"$f":"IF(Padroes!N33=\"\",\"\",Padroes!N33)","v":""},null,null,{"$f":"IF(O173=\"\",\"\",O173*Parametros!$I$26)","v":""},{"$f":"IF(P173=\"\",\"\",P173*Parametros!$I$27)","v":""},{"$f":"IF(Q173=\"\",\"\",Q173*Parametros!$I$28)","v":""},{"$f":"IF(R173=\"\",\"\",R173*Parametros!$I$29)","v":""}]
[null,11,{"$f":"IF(Padroes!H34=\"\",\"\",Padroes!H34)","v":""},{"$f":"IF(Padroes!I34=\"\",\"\",Padroes!I34)","v":""},"","",{"$f":"IF(Padroes!K34=\"\",\"\",Padroes!K34)","v":""},{"$f":"IF(E174=\"\",\"\",Padroes!S$8)","v":""},{"$f":"IF(E174=\"\",\"\",Padroes!S$9)","v":""},{"$f":"IF(E174=\"\",\"\",Padroes!S$10)","v":""},{"$f":"IF(Padroes!M34=\"\",\"\",Padroes!M34)","v":""},{"$f":"IF(D174=\"\",\"\",(D174+(3.1416*((K174+0.3)/2)^2-(3.1416*((Padroes!M34)/2)^2))*M174*2400))","v":""},{"$f":"IF(E174=\"\",\"\",Padroes!$AI$10)","v":""},{"$f":"IF(E174=\"\",\"\",Padroes!$AL$23)","v":""},{"$f":"IF(E174=\"\",\"\",($B$63*G174*E174^3)/(F174+E174))","v":""},"",{"$f":"IF(E174=\"\",\"\",(3*$B$63 * (2*E174*I174-I174^2)*(H174-G174) ) * (I174/2) / (F174+E174) + P174)","v":""},{"$f":"IF(E174=\"\",\"\",(N174*$B$63*(K174+0.3)*E174^3)/(F174+E174)+((K174+0.3)*L174/(F174+E174))*(0.5-((2*L174*10^-4)/(3*(K174+0.3)^2))))","v":""},null,{"$f":"IF(Padroes!N34=\"\",\"\",Padroes!N34)","v":""},null,null,{"$f":"IF(O174=\"\",\"\",O174*Parametros!$I$26)","v":""},{"$f":"IF(P174=\"\",\"\",P174*Parametros!$I$27)","v":""},{"$f":"IF(Q174=\"\",\"\",Q174*Parametros!$I$28)","v":""},{"$f":"IF(R174=\"\",\"\",R174*Parametros!$I$29)","v":""}]
[null,11,{"$f":"IF(Padroes!H35=\"\",\"\",Padroes!H35)","v":""},{"$f":"IF(Padroes!I35=\"\",\"\",Padroes!I35)","v":""},"","",{"$f":"IF(Padroes!K35=\"\",\"\",Padroes!K35)","v":""},{"$f":"IF(E175=\"\",\"\",Padroes!S$8)","v":""},{"$f":"IF(E175=\"\",\"\",Padroes!S$9)","v":""},{"$f":"IF(E175=\"\",\"\",Padroes!S$10)","v":""},{"$f":"IF(Padroes!M35=\"\",\"\",Padroes!M35)","v":""},{"$f":"IF(D175=\"\",\"\",(D175+(3.1416*((K175+0.3)/2)^2-(3.1416*((Padroes!M35)/2)^2))*M175*2400))","v":""},{"$f":"IF(E175=\"\",\"\",Padroes!$AI$10)","v":""},{"$f":"IF(E175=\"\",\"\",Padroes!$AL$23)","v":""},"","","","",null,{"$f":"IF(Padroes!N35=\"\",\"\",Padroes!N35)","v":""},null,null,{"$f":"IF(O175=\"\",\"\",O175*Parametros!$I$26)","v":""},{"$f":"IF(P175=\"\",\"\",P175*Parametros!$I$27)","v":""},{"$f":"IF(Q175=\"\",\"\",Q175*Parametros!$I$28)","v":""},{"$f":"IF(R175=\"\",\"\",R175*Parametros!$I$29)","v":""}]
[null,11,{"$f":"IF(Padroes!H36=\"\",\"\",Padroes!H36)","v":""},{"$f":"IF(Padroes!I36=\"\",\"\",Padroes!I36)","v":""},"","",{"$f":"IF(Padroes!K36=\"\",\"\",Padroes!K36)","v":""},{"$f":"IF(E176=\"\",\"\",Padroes!S$8)","v":""},{"$f":"IF(E176=\"\",\"\",Padroes!S$9)","v":""},{"$f":"IF(E176=\"\",\"\",Padroes!S$10)","v":""},{"$f":"IF(Padroes!M36=\"\",\"\",Padroes!M36)","v":""},{"$f":"IF(D176=\"\",\"\",(D176+(3.1416*((K176+0.3)/2)^2-(3.1416*((Padroes!M36)/2)^2))*M176*2400))","v":""},{"$f":"IF(E176=\"\",\"\",Padroes!$AI$10)","v":""},{"$f":"IF(E176=\"\",\"\",Padroes!$AL$23)","v":""},"","","","",null,{"$f":"IF(Padroes!N36=\"\",\"\",Padroes!N36)","v":""},null,null,{"$f":"IF(O176=\"\",\"\",O176*Parametros!$I$26)","v":""},{"$f":"IF(P176=\"\",\"\",P176*Parametros!$I$27)","v":""},{"$f":"IF(Q176=\"\",\"\",Q176*Parametros!$I$28)","v":""},{"$f":"IF(R176=\"\",\"\",R176*Parametros!$I$29)","v":""}]
[11,11,{"$f":"IF(Engastamento_Profundo!F$43=11,Engastamento_Profundo!F$44, 0)","v":0},{"$f":"IF(Engastamento_Profundo!F$45=\"\",VLOOKUP(C177,Padroes!H28:M36,2,FALSE),Engastamento_Profundo!$F$45 )","v":{"$error":"#N/A"}},{"$f":"IF(Engastamento_Profundo!$F$47=\"\",1.7,Engastamento_Profundo!$F47)","v":-335544.32000000001},{"$f":"IF(Engastamento_Profundo!F$56=\"\",9.1,Engastamento_Profundo!F$56)","v":9.1},{"$f":"IF(Engastamento_Profundo!F$46=\"\",VLOOKUP(C177,Padroes!H28:M36,4,FALSE),Engastamento_Profundo!F$46)","v":{"$error":"#N/A"}},{"$f":"IF(Engastamento_Profundo!F$49=\"\",Padroes!$S$8,Engastamento_Profundo!F$49)","v":1},{"$f":"IF(Engastamento_Profundo!F$50=\"\",Padroes!$S$9,Engastamento_Profundo!F70)","v":0.2},{"$f":"IF(Engastamento_Profundo!F$51=\"\",Padroes!$S$10,Engastamento_Profundo!F$51)","v":0.5},{"$f":"IF(Engastamento_Profundo!F$53=\"\",VLOOKUP(C177,C168:K176,9,FALSE),Engastamento_Profundo!F$53)","v":{"$error":"#N/A"}},{"$f":"D177+(3.1416*K177^2*M177/4*2400)","v":{"$error":"#N/A"}},{"$f":"Padroes!$AL$9","v":0.65},1,{"$f":"IF(E177=\"\",\"\",($B$63*G177*E177^3)/(F177+E177))","v":{"$error":"#N/A"}},{"$f":"IF(E177=\"\",\"\",(3*$B$63*(2*J177*I177 - I177^2)*(H177-G177))*(E177-J177+I177/2)/(F177+E177/2) + O177)","v":{"$error":"#N/A"}},{"$f":" IF(E177=\"\",\"\",(3*$B$63 * (2*E177*I177-I177^2)*(H177-G177) ) * (I177/2) / (F177+E177) + P177)","v":{"$error":"#N/A"}},{"$f":"IF(E177=\"\",\"\",(N177*$B$63*K177*E177^3)/(F177+E177) + (K177*L177/(F177+E177)) * (0.5 - (2*L177/(3*$C$63*K177^2))))","v":{"$error":"#N/A"}},null,null,null,null,{"$f":"IF(O177=\"\",\"\",O177*Parametros!$I$26)","v":{"$error":"#N/A"}},{"$f":"IF(P177=\"\",\"\",P177*Parametros!$I$27)","v":{"$error":"#N/A"}},{"$f":"IF(Q177=\"\",\"\",Q177*Parametros!$I$28)","v":{"$error":"#N/A"}},{"$f":"IF(R177=\"\",\"\",R177*Parametros!$I$29)","v":{"$error":"#N/A"}}]
[12,12,{"$f":"IF(Padroes!H37=\"\",\"\",Padroes!H37)","v":200},{"$f":"IF(Padroes!I37=\"\",\"\",Padroes!I37)","v":780},1.8000000000000003,10,{"$f":"IF(Padroes!K37=\"\",\"\",Padroes!K37)","v":0.23},{"$f":"IF(E178=\"\",\"\",Padroes!S$8)","v":1},{"$f":"IF(E178=\"\",\"\",Padroes!S$9)","v":0.2},{"$f":"IF(E178=\"\",\"\",Padroes!S$10)","v":0.5},{"$f":"IF(Padroes!M37=\"\",\"\",Padroes!M37)","v":0.38600000000000001},{"$f":"IF(D178=\"\",\"\",(D178+(3.1416*((K178+0.3)/2)^2-(3.1416*((Padroes!M37)/2)^2))*M178*2400))","v":1234.6523519999998},{"$f":"IF(E178=\"\",\"\",Padroes!$AI$11)","v":0.75},{"$f":"IF(E178=\"\",\"\",Padroes!$AL$23)","v":1},227.34915254237296,322.29227180842804,348.91600062198739,701.42789746927519,12,{"$f":"IF(Padroes!N37=\"\",\"\",Padroes!N37)","v":"D"},null,null,{"$f":"IF(O178=\"\",\"\",O178*Parametros!$I$26)","v":181.87932203389838},{"$f":"IF(P178=\"\",\"\",P178*Parametros!$I$27)","v":257.83381744674244},{"$f":"IF(Q178=\"\",\"\",Q178*Parametros!$I$28)","v":279.13280049758993},{"$f":"IF(R178=\"\",\"\",R178*Parametros!$I$29)","v":701.42789746927519}]
[null,12,{"$f":"IF(Padroes!H38=\"\",\"\",Padroes!H38)","v":300},{"$f":"IF(Padroes!I38=\"\",\"\",Padroes!I38)","v":1210},1.8000000000000003,10,{"$f":"IF(Padroes!K38=\"\",\"\",Padroes!K38)","v":0.35},{"$f":"IF(E179=\"\",\"\",Padroes!S$8)","v":1},{"$f":"IF(E179=\"\",\"\",Padroes!S$9)","v":0.2},{"$f":"IF(E179=\"\",\"\",Padroes!S$10)","v":0.5},{"$f":"IF(Padroes!M38=\"\",\"\",Padroes!M38)","v":0.59099999999999997},{"$f":"IF(D179=\"\",\"\",(D179+(3.1416*((K179+0.3)/2)^2-(3.1416*((Padroes!M38)/2)^2))*M179*2400))","v":1838.5399120000002},{"$f":"IF(E179=\"\",\"\",Padroes!$AI$11)","v":0.75},{"$f":"IF(E179=\"\",\"\",Padroes!$AL$23)","v":1},345.96610169491538,426.11289068574109,448.58746695692753,928.70991795590328,null,{"$f":"IF(Padroes!N38=\"\",\"\",Padroes!N38)","v":"B"},null,null,{"$f":"IF(O179=\"\",\"\",O179*Parametros!$I$26)","v":276.77288135593233},{"$f":"IF(P179=\"\",\"\",P179*Parametros!$I$27)","v":340.89031254859287},{"$f":"IF(Q179=\"\",\"\",Q179*Parametros!$I$28)","v":358.86997356554207},{"$f":"IF(R179=\"\",\"\",R179*Parametros!$I$29)","v":928.70991795590328}]
[null,12,{"$f":"IF(Padroes!H39=\"\",\"\",Padroes!H39)","v":400},{"$f":"IF(Padroes!I39=\"\",\"\",Padroes!I39)","v":1210},1.8000000000000003,10,{"$f":"IF(Padroes!K39=\"\",\"\",Padroes!K39)","v":0.35},{"$f":"IF(E180=\"\",\"\",Padroes!S$8)","v":1},{"$f":"IF(E180=\"\",\"\",Padroes!S$9)","v":0.2},{"$f":"IF(E180=\"\",\"\",Padroes!S$10)","v":0.5},{"$f":"IF(Padroes!M39=\"\",\"\",Padroes!M39)","v":0.59099999999999997},{"$f":"IF(D180=\"\",\"\",(D180+(3.1416*((K180+0.3)/2)^2-(3.1416*((Padroes!M39)/2)^2))*M180*2400))","v":1838.5399120000002},{"$f":"IF(E180=\"\",\"\",Padroes!$AI$11)","v":0.75},{"$f":"IF(E180=\"\",\"\",Padroes!$AL$23)","v":1},345.96610169491538,426.11289068574109,448.58746695692753,928.70991795590328,null,{"$f":"IF(Padroes!N39=\"\",\"\",Padroes!N39)","v":"B"},null,null,{"$f":"IF(O180=\"\",\"\",O180*Parametros!$I$26)","v":276.77288135593233},{"$f":"IF(P180=\"\",\"\",P180*Parametros!$I$27)","v":340.89031254859287},{"$f":"IF(Q180=\"\",\"\",Q180*Parametros!$I$28)","v":358.86997356554207},{"$f":"IF(R180=\"\",\"\",R180*Parametros!$I$29)","v":928.70991795590328}]
[null,12,{"$f":"IF(Padroes!H40=\"\",\"\",Padroes!H40)","v":600},{"$f":"IF(Padroes!I40=\"\",\"\",Padroes!I40)","v":1210},1.8000000000000003,10,{"$f":"IF(Padroes!K40=\"\",\"\",Padroes!K40)","v":0.35},{"$f":"IF(E181=\"\",\"\",Padroes!S$8)","v":1},{"$f":"IF(E181=\"\",\"\",Padroes!S$9)","v":0.2},{"$f":"IF(E181=\"\",\"\",Padroes!S$10)","v":0.5},{"$f":"IF(Padroes!M40=\"\",\"\",Padroes!M40)","v":0.59099999999999997},{"$f":"IF(D181=\"\",\"\",(D181+(3.1416*((K181+0.3)/2)^2-(3.1416*((Padroes!M40)/2)^2))*M181*2400))","v":1838.5399120000002},{"$f":"IF(E181=\"\",\"\",Padroes!$AI$11)","v":0.75},{"$f":"IF(E181=\"\",\"\",Padroes!$AL$23)","v":1},345.96610169491538,426.11289068574109,448.58746695692753,928.70991795590328,null,{"$f":"IF(Padroes!N40=\"\",\"\",Padroes!N40)","v":"B"},null,null,{"$f":"IF(O181=\"\",\"\",O181*Parametros!$I$26)","v":276.77288135593233},{"$f":"IF(P181=\"\",\"\",P181*Parametros!$I$27)","v":340.89031254859287},{"$f":"IF(Q181=\"\",\"\",Q181*Parametros!$I$28)","v":358.86997356554207},{"$f":"IF(R181=\"\",\"\",R181*Parametros!$I$29)","v":928.70991795590328}]
[null,12,{"$f":"IF(Padroes!H41=\"\",\"\",Padroes!H41)","v":1000},{"$f":"IF(Padroes!I41=\"\",\"\",Padroes!I41)","v":1520},1.8000000000000003,10,{"$f":"IF(Padroes!K41=\"\",\"\",Padroes!K41)","v":0.38},{"$f":"IF(E182=\"\",\"\",Padroes!S$8)","v":1},{"$f":"IF(E182=\"\",\"\",Padroes!S$9)","v":0.2},{"$f":"IF(E182=\"\",\"\",Padroes!S$10)","v":0.5},{"$f":"IF(Padroes!M41=\"\",\"\",Padroes!M41)","v":0.64200000000000002},{"$f":"IF(D182=\"\",\"\",(D182+(3.1416*((K182+0.3)/2)^2-(3.1416*((Padroes!M41)/2)^2))*M182*2400))","v":2191.7997439999999},{"$f":"IF(E182=\"\",\"\",Padroes!$AI$11)","v":0.75},{"$f":"IF(E182=\"\",\"\",Padroes!$AL$23)","v":1},375.62033898305094,452.06804540506931,473.50533354066255,989.81701831937528,null,{"$f":"IF(Padroes!N41=\"\",\"\",Padroes!N41)","v":"B-1,5"},null,null,{"$f":"IF(O182=\"\",\"\",O182*Parametros!$I$26)","v":300.49627118644077},{"$f":"IF(P182=\"\",\"\",P182*Parametros!$I$27)","v":361.6544363240555},{"$f":"IF(Q182=\"\",\"\",Q182*Parametros!$I$28)","v":378.80426683253006},{"$f":"IF(R182=\"\",\"\",R182*Parametros!$I$29)","v":989.81701831937528}]
[null,12,{"$f":"IF(Padroes!H42=\"\",\"\",Padroes!H42)","v":2000},{"$f":"IF(Padroes!I42=\"\",\"\",Padroes!I42)","v":2000},1.8000000000000003,10,{"$f":"IF(Padroes!K42=\"\",\"\",Padroes!K42)","v":0.44},{"$f":"IF(E183=\"\",\"\",Padroes!S$8)","v":1},{"$f":"IF(E183=\"\",\"\",Padroes!S$9)","v":0.2},{"$f":"IF(E183=\"\",\"\",Padroes!S$10)","v":0.5},{"$f":"IF(Padroes!M42=\"\",\"\",Padroes!M42)","v":0.746},{"$f":"IF(D183=\"\",\"\",(D183+(3.1416*((K183+0.3)/2)^2-(3.1416*((Padroes!M42)/2)^2))*M183*2400))","v":2760.0158719999999},{"$f":"IF(E183=\"\",\"\",Padroes!$AI$11)","v":0.75},{"$f":"IF(E183=\"\",\"\",Padroes!$AL$23)","v":1},434.92881355932224,503.97835484372592,523.34106670813276,1115.1288156651478,null,{"$f":"IF(Padroes!N42=\"\",\"\",Padroes!N42)","v":"B-4,5"},null,null,{"$f":"IF(O183=\"\",\"\",O183*Parametros!$I$26)","v":347.94305084745781},{"$f":"IF(P183=\"\",\"\",P183*Parametros!$I$27)","v":403.18268387498074},{"$f":"IF(Q183=\"\",\"\",Q183*Parametros!$I$28)","v":418.67285336650622},{"$f":"IF(R183=\"\",\"\",R183*Parametros!$I$29)","v":1115.1288156651478}]
[null,12,{"$f":"IF(Padroes!H43=\"\",\"\",Padroes!H43)","v":3000},{"$f":"IF(Padroes!I43=\"\",\"\",Padroes!I43)","v":2500},1.8000000000000003,10,{"$f":"IF(Padroes!K43=\"\",\"\",Padroes!K43)","v":0.47},{"$f":"IF(E184=\"\",\"\",Padroes!S$8)","v":1},{"$f":"IF(E184=\"\",\"\",Padroes!S$9)","v":0.2},{"$f":"IF(E184=\"\",\"\",Padroes!S$10)","v":0.5},{"$f":"IF(Padroes!M43=\"\",\"\",Padroes!M43)","v":0.79686363636363633},{"$f":"IF(D184=\"\",\"\",(D184+(3.1416*((K184+0.3)/2)^2-(3.1416*((Padroes!M43)/2)^2))*M184*2400))","v":3303.1600360000002},{"$f":"IF(E184=\"\",\"\",Padroes!$AI$11)","v":0.75},{"$f":"IF(E184=\"\",\"\",Padroes!$AL$23)","v":1},464.5830508474578,529.93350956305414,548.25893329186772,1181.5440749280024,null,{"$f":"IF(Padroes!N43=\"\",\"\",Padroes!N43)","v":"B-6"},null,null,{"$f":"IF(O184=\"\",\"\",O184*Parametros!$I$26)","v":371.66644067796625},{"$f":"IF(P184=\"\",\"\",P184*Parametros!$I$27)","v":423.94680765044336},{"$f":"IF(Q184=\"\",\"\",Q184*Parametros!$I$28)","v":438.60714663349421},{"$f":"IF(R184=\"\",\"\",R184*Parametros!$I$29)","v":1181.5440749280024}]
[null,12,{"$f":"IF(Padroes!H44=\"\",\"\",Padroes!H44)","v":""},{"$f":"IF(Padroes!I44=\"\",\"\",Padroes!I44)","v":""},"","",{"$f":"IF(Padroes!K44=\"\",\"\",Padroes!K44)","v":""},{"$f":"IF(E185=\"\",\"\",Padroes!S$8)","v":""},{"$f":"IF(E185=\"\",\"\",Padroes!S$9)","v":""},{"$f":"IF(E185=\"\",\"\",Padroes!S$10)","v":""},{"$f":"IF(Padroes!M44=\"\",\"\",Padroes!M44)","v":""},{"$f":"IF(D185=\"\",\"\",(D185+(3.1416*((K185+0.3)/2)^2-(3.1416*((Padroes!M44)/2)^2))*M185*2400))","v":""},{"$f":"IF(E185=\"\",\"\",Padroes!$AI$11)","v":""},{"$f":"IF(E185=\"\",\"\",Padroes!$AL$23)","v":""},"","","","",null,{"$f":"IF(Padroes!N44=\"\",\"\",Padroes!N44)","v":""},null,null,{"$f":"IF(O185=\"\",\"\",O185*Parametros!$I$26)","v":""},{"$f":"IF(P185=\"\",\"\",P185*Parametros!$I$27)","v":""},{"$f":"IF(Q185=\"\",\"\",Q185*Parametros!$I$28)","v":""},{"$f":"IF(R185=\"\",\"\",R185*Parametros!$I$29)","v":""}]
[null,12,{"$f":"IF(Padroes!H45=\"\",\"\",Padroes!H45)","v":""},{"$f":"IF(Padroes!I45=\"\",\"\",Padroes!I45)","v":""},"","",{"$f":"IF(Padroes!K45=\"\",\"\",Padroes!K45)","v":""},{"$f":"IF(E186=\"\",\"\",Padroes!S$8)","v":""},{"$f":"IF(E186=\"\",\"\",Padroes!S$9)","v":""},{"$f":"IF(E186=\"\",\"\",Padroes!S$10)","v":""},{"$f":"IF(Padroes!M45=\"\",\"\",Padroes!M45)","v":""},{"$f":"IF(D186=\"\",\"\",(D186+(3.1416*((K186+0.3)/2)^2-(3.1416*((Padroes!M45)/2)^2))*M186*2400))","v":""},{"$f":"IF(E186=\"\",\"\",Padroes!$AI$11)","v":""},{"$f":"IF(E186=\"\",\"\",Padroes!$AL$23)","v":""},{"$f":"IF(E186=\"\",\"\",($B$63*G186*E186^3)/(F186+E186))","v":""},"","","",null,{"$f":"IF(Padroes!N45=\"\",\"\",Padroes!N45)","v":""},null,null,{"$f":"IF(O186=\"\",\"\",O186*Parametros!$I$26)","v":""},{"$f":"IF(P186=\"\",\"\",P186*Parametros!$I$27)","v":""},{"$f":"IF(Q186=\"\",\"\",Q186*Parametros!$I$28)","v":""},{"$f":"IF(R186=\"\",\"\",R186*Parametros!$I$29)","v":""}]
[12,12,{"$f":"IF(Engastamento_Profundo!F$43=12,Engastamento_Profundo!F$44, 0)","v":0},{"$f":"IF(Engastamento_Profundo!F$45=\"\",VLOOKUP(C187,Padroes!H37:M45,2,FALSE),Engastamento_Profundo!$F$45 )","v":{"$error":"#N/A"}},{"$f":"IF(Engastamento_Profundo!$F$47=\"\",1.8,Engastamento_Profundo!$F47)","v":-335544.32000000001},{"$f":"IF(Engastamento_Profundo!F$56=\"\",10,Engastamento_Profundo!F$56)","v":10},{"$f":"IF(Engastamento_Profundo!F$46=\"\",VLOOKUP(C187,Padroes!H37:M45,4,FALSE),Engastamento_Profundo!F$46)","v":{"$error":"#N/A"}},{"$f":"IF(Engastamento_Profundo!F$49=\"\",Padroes!$S$8,Engastamento_Profundo!F$49)","v":1},{"$f":"IF(Engastamento_Profundo!F$50=\"\",Padroes!$S$9,Engastamento_Profundo!F80)","v":0.2},{"$f":"IF(Engastamento_Profundo!F$51=\"\",Padroes!$S$10,Engastamento_Profundo!F$51)","v":0.5},{"$f":"IF(Engastamento_Profundo!F$53=\"\",VLOOKUP(C187,C178:K186,9,FALSE),Engastamento_Profundo!F$53)","v":{"$error":"#N/A"}},{"$f":"D187+(3.1416*K187^2*M187/4*2400)","v":{"$error":"#N/A"}},{"$f":"Padroes!$AL$11","v":0.75},1,{"$f":"IF(E187=\"\",\"\",($B$63*G187*E187^3)/(F187+E187))","v":{"$error":"#N/A"}},{"$f":"IF(E187=\"\",\"\",(3*$B$63*(2*J187*I187 - I187^2)*(H187-G187))*(E187-J187+I187/2)/(F187+E187/2) + O187)","v":{"$error":"#N/A"}},{"$f":" IF(E187=\"\",\"\",(3*$B$63 * (2*E187*I187-I187^2)*(H187-G187) ) * (I187/2) / (F187+E187) + P187)","v":{"$error":"#N/A"}},{"$f":"IF(E187=\"\",\"\",(N187*$B$63*K187*E187^3)/(F187+E187) + (K187*L187/(F187+E187)) * (0.5 - (2*L187/(3*$C$63*K187^2))))","v":{"$error":"#N/A"}},null,null,null,null,{"$f":"IF(O187=\"\",\"\",O187*Parametros!$I$26)","v":{"$error":"#N/A"}},{"$f":"IF(P187=\"\",\"\",P187*Parametros!$I$27)","v":{"$error":"#N/A"}},{"$f":"IF(Q187=\"\",\"\",Q187*Parametros!$I$28)","v":{"$error":"#N/A"}},{"$f":"IF(R187=\"\",\"\",R187*Parametros!$I$29)","v":{"$error":"#N/A"}}]
[13,13,{"$f":"IF(Padroes!H46=\"\",\"\",Padroes!H46)","v":300},{"$f":"IF(Padroes!I46=\"\",\"\",Padroes!I46)","v":1400},1.9,10.9,{"$f":"IF(Padroes!K46=\"\",\"\",Padroes!K46)","v":0.37},{"$f":"IF(E188=\"\",\"\",Padroes!S$8)","v":1},{"$f":"IF(E188=\"\",\"\",Padroes!S$9)","v":0.2},{"$f":"IF(E188=\"\",\"\",Padroes!S$10)","v":0.5},{"$f":"IF(Padroes!M46=\"\",\"\",Padroes!M46)","v":0.625},{"$f":"IF(D188=\"\",\"\",(D188+(3.1416*((K188+0.3)/2)^2-(3.1416*((Padroes!M46)/2)^2))*M188*2400))","v":2101.2051200000001},{"$f":"IF(E188=\"\",\"\",Padroes!$AI$12)","v":0.8},{"$f":"IF(E188=\"\",\"\",Padroes!$AL$23)","v":1},396.53593749999987,473.09289952531634,494.35539952531633,1042.4027056570144,13,{"$f":"IF(Padroes!N46=\"\",\"\",Padroes!N46)","v":"B"},null,null,{"$f":"IF(O188=\"\",\"\",O188*Parametros!$I$26)","v":317.22874999999993},{"$f":"IF(P188=\"\",\"\",P188*Parametros!$I$27)","v":378.47431962025308},{"$f":"IF(Q188=\"\",\"\",Q188*Parametros!$I$28)","v":395.48431962025307},{"$f":"IF(R188=\"\",\"\",R188*Parametros!$I$29)","v":1042.4027056570144}]
[null,13,{"$f":"IF(Padroes!H47=\"\",\"\",Padroes!H47)","v":400},{"$f":"IF(Padroes!I47=\"\",\"\",Padroes!I47)","v":1400},1.9,10.9,{"$f":"IF(Padroes!K47=\"\",\"\",Padroes!K47)","v":0.37},{"$f":"IF(E189=\"\",\"\",Padroes!S$8)","v":1},{"$f":"IF(E189=\"\",\"\",Padroes!S$9)","v":0.2},{"$f":"IF(E189=\"\",\"\",Padroes!S$10)","v":0.5},{"$f":"IF(Padroes!M47=\"\",\"\",Padroes!M47)","v":0.625},{"$f":"IF(D189=\"\",\"\",(D189+(3.1416*((K189+0.3)/2)^2-(3.1416*((Padroes!M47)/2)^2))*M189*2400))","v":2101.2051200000001},{"$f":"IF(E189=\"\",\"\",Padroes!$AI$12)","v":0.8},{"$f":"IF(E189=\"\",\"\",Padroes!$AL$23)","v":1},396.53593749999987,473.09289952531634,494.35539952531633,1042.4027056570144,null,{"$f":"IF(Padroes!N47=\"\",\"\",Padroes!N47)","v":"B"},null,null,{"$f":"IF(O189=\"\",\"\",O189*Parametros!$I$26)","v":317.22874999999993},{"$f":"IF(P189=\"\",\"\",P189*Parametros!$I$27)","v":378.47431962025308},{"$f":"IF(Q189=\"\",\"\",Q189*Parametros!$I$28)","v":395.48431962025307},{"$f":"IF(R189=\"\",\"\",R189*Parametros!$I$29)","v":1042.4027056570144}]
[null,13,{"$f":"IF(Padroes!H48=\"\",\"\",Padroes!H48)","v":600},{"$f":"IF(Padroes!I48=\"\",\"\",Padroes!I48)","v":1400},1.9,10.9,{"$f":"IF(Padroes!K48=\"\",\"\",Padroes!K48)","v":0.37},{"$f":"IF(E190=\"\",\"\",Padroes!S$8)","v":1},{"$f":"IF(E190=\"\",\"\",Padroes!S$9)","v":0.2},{"$f":"IF(E190=\"\",\"\",Padroes!S$10)","v":0.5},{"$f":"IF(Padroes!M48=\"\",\"\",Padroes!M48)","v":0.625},{"$f":"IF(D190=\"\",\"\",(D190+(3.1416*((K190+0.3)/2)^2-(3.1416*((Padroes!M48)/2)^2))*M190*2400))","v":2101.2051200000001},{"$f":"IF(E190=\"\",\"\",Padroes!$AI$12)","v":0.8},{"$f":"IF(E190=\"\",\"\",Padroes!$AL$23)","v":1},396.53593749999987,473.09289952531634,494.35539952531633,1042.4027056570144,null,{"$f":"IF(Padroes!N48=\"\",\"\",Padroes!N48)","v":"B"},null,null,{"$f":"IF(O190=\"\",\"\",O190*Parametros!$I$26)","v":317.22874999999993},{"$f":"IF(P190=\"\",\"\",P190*Parametros!$I$27)","v":378.47431962025308},{"$f":"IF(Q190=\"\",\"\",Q190*Parametros!$I$28)","v":395.48431962025307},{"$f":"IF(R190=\"\",\"\",R190*Parametros!$I$29)","v":1042.4027056570144}]
[null,13,{"$f":"IF(Padroes!H49=\"\",\"\",Padroes!H49)","v":""},{"$f":"IF(Padroes!I49=\"\",\"\",Padroes!I49)","v":""},"","",{"$f":"IF(Padroes!K49=\"\",\"\",Padroes!K49)","v":""},{"$f":"IF(E191=\"\",\"\",Padroes!S$8)","v":""},{"$f":"IF(E191=\"\",\"\",Padroes!S$9)","v":""},{"$f":"IF(E191=\"\",\"\",Padroes!S$10)","v":""},{"$f":"IF(Padroes!M49=\"\",\"\",Padroes!M49)","v":""},{"$f":"IF(D191=\"\",\"\",(D191+(3.1416*((K191+0.3)/2)^2-(3.1416*((Padroes!M49)/2)^2))*M191*2400))","v":""},{"$f":"IF(E191=\"\",\"\",Padroes!$AI$12)","v":""},{"$f":"IF(E191=\"\",\"\",Padroes!$AL$23)","v":""},"","","","",null,{"$f":"IF(Padroes!N50=\"\",\"\",Padroes!N49)","v":""},null,null,{"$f":"IF(O191=\"\",\"\",O191*Parametros!$I$26)","v":""},{"$f":"IF(P191=\"\",\"\",P191*Parametros!$I$27)","v":""},{"$f":"IF(Q191=\"\",\"\",Q191*Parametros!$I$28)","v":""},{"$f":"IF(R191=\"\",\"\",R191*Parametros!$I$29)","v":""}]
[null,13,{"$f":"IF(Padroes!H50=\"\",\"\",Padroes!H50)","v":""},{"$f":"IF(Padroes!I50=\"\",\"\",Padroes!I50)","v":""},"","",{"$f":"IF(Padroes!K50=\"\",\"\",Padroes!K50)","v":""},{"$f":"IF(E192=\"\",\"\",Padroes!S$8)","v":""},{"$f":"IF(E192=\"\",\"\",Padroes!S$9)","v":""},{"$f":"IF(E192=\"\",\"\",Padroes!S$10)","v":""},{"$f":"IF(Padroes!M50=\"\",\"\",Padroes!M50)","v":""},{"$f":"IF(D192=\"\",\"\",(D192+(3.1416*((K192+0.3)/2)^2-(3.1416*((Padroes!M50)/2)^2))*M192*2400))","v":""},{"$f":"IF(E192=\"\",\"\",Padroes!$AI$12)","v":""},{"$f":"IF(E192=\"\",\"\",Padroes!$AL$23)","v":""},"","","","",null,{"$f":"IF(Padroes!N51=\"\",\"\",Padroes!N50)","v":""},null,null,{"$f":"IF(O192=\"\",\"\",O192*Parametros!$I$26)","v":""},{"$f":"IF(P192=\"\",\"\",P192*Parametros!$I$27)","v":""},{"$f":"IF(Q192=\"\",\"\",Q192*Parametros!$I$28)","v":""},{"$f":"IF(R192=\"\",\"\",R192*Parametros!$I$29)","v":""}]
[null,13,{"$f":"IF(Padroes!H51=\"\",\"\",Padroes!H51)","v":""},{"$f":"IF(Padroes!I51=\"\",\"\",Padroes!I51)","v":""},"","",{"$f":"IF(Padroes!K51=\"\",\"\",Padroes!K51)","v":""},{"$f":"IF(E193=\"\",\"\",Padroes!S$8)","v":""},{"$f":"IF(E193=\"\",\"\",Padroes!S$9)","v":""},{"$f":"IF(E193=\"\",\"\",Padroes!S$10)","v":""},{"$f":"IF(Padroes!M51=\"\",\"\",Padroes!M51)","v":""},{"$f":"IF(D193=\"\",\"\",(D193+(3.1416*((K193+0.3)/2)^2-(3.1416*((Padroes!M51)/2)^2))*M193*2400))","v":""},{"$f":"IF(E193=\"\",\"\",Padroes!$AI$12)","v":""},{"$f":"IF(E193=\"\",\"\",Padroes!$AL$23)","v":""},"","","","",null,{"$f":"IF(Padroes!N52=\"\",\"\",Padroes!N51)","v":""},null,null,{"$f":"IF(O193=\"\",\"\",O193*Parametros!$I$26)","v":""},{"$f":"IF(P193=\"\",\"\",P193*Parametros!$I$27)","v":""},{"$f":"IF(Q193=\"\",\"\",Q193*Parametros!$I$28)","v":""},{"$f":"IF(R193=\"\",\"\",R193*Parametros!$I$29)","v":""}]
[null,13,{"$f":"IF(Padroes!H52=\"\",\"\",Padroes!H52)","v":""},{"$f":"IF(Padroes!I52=\"\",\"\",Padroes!I52)","v":""},"","",{"$f":"IF(Padroes!K52=\"\",\"\",Padroes!K52)","v":""},{"$f":"IF(E194=\"\",\"\",Padroes!S$8)","v":""},{"$f":"IF(E194=\"\",\"\",Padroes!S$9)","v":""},{"$f":"IF(E194=\"\",\"\",Padroes!S$10)","v":""},{"$f":"IF(Padroes!M52=\"\",\"\",Padroes!M52)","v":""},{"$f":"IF(D194=\"\",\"\",(D194+(3.1416*((K194+0.3)/2)^2-(3.1416*((Padroes!M52)/2)^2))*M194*2400))","v":""},{"$f":"IF(E194=\"\",\"\",Padroes!$AI$12)","v":""},{"$f":"IF(E194=\"\",\"\",Padroes!$AL$23)","v":""},"","","","",null,{"$f":"IF(Padroes!N53=\"\",\"\",Padroes!N52)","v":""},null,null,{"$f":"IF(O194=\"\",\"\",O194*Parametros!$I$26)","v":""},{"$f":"IF(P194=\"\",\"\",P194*Parametros!$I$27)","v":""},{"$f":"IF(Q194=\"\",\"\",Q194*Parametros!$I$28)","v":""},{"$f":"IF(R194=\"\",\"\",R194*Parametros!$I$29)","v":""}]
[null,13,{"$f":"IF(Padroes!H53=\"\",\"\",Padroes!H53)","v":""},{"$f":"IF(Padroes!I53=\"\",\"\",Padroes!I53)","v":""},"","",{"$f":"IF(Padroes!K53=\"\",\"\",Padroes!K53)","v":""},{"$f":"IF(E195=\"\",\"\",Padroes!S$8)","v":""},{"$f":"IF(E195=\"\",\"\",Padroes!S$9)","v":""},{"$f":"IF(E195=\"\",\"\",Padroes!S$10)","v":""},{"$f":"IF(Padroes!M53=\"\",\"\",Padroes!M53)","v":""},{"$f":"IF(D195=\"\",\"\",(D195+(3.1416*((K195+0.3)/2)^2-(3.1416*((Padroes!M53)/2)^2))*M195*2400))","v":""},{"$f":"IF(E195=\"\",\"\",Padroes!$AI$12)","v":""},{"$f":"IF(E195=\"\",\"\",Padroes!$AL$23)","v":""},"","","","",null,{"$f":"IF(Padroes!N54=\"\",\"\",Padroes!N53)","v":""},null,null,{"$f":"IF(O195=\"\",\"\",O195*Parametros!$I$26)","v":""},{"$f":"IF(P195=\"\",\"\",P195*Parametros!$I$27)","v":""},{"$f":"IF(Q195=\"\",\"\",Q195*Parametros!$I$28)","v":""},{"$f":"IF(R195=\"\",\"\",R195*Parametros!$I$29)","v":""}]
[13,13,{"$f":"IF(Engastamento_Profundo!F$43=13,Engastamento_Profundo!F$44, 0)","v":1000},{"$f":"IF(Engastamento_Profundo!F$45=\"\",VLOOKUP(C196,Padroes!H46:M53,2,FALSE),Engastamento_Profundo!$F$45 )","v":{"$error":"#N/A"}},{"$f":"IF(Engastamento_Profundo!$F$47=\"\",1.9,Engastamento_Profundo!$F47)","v":-335544.32000000001},{"$f":"IF(Engastamento_Profundo!F$56=\"\",10.9,Engastamento_Profundo!F$56)","v":10.9},{"$f":"IF(Engastamento_Profundo!F$46=\"\",VLOOKUP(C196,Padroes!H46:M53,4,FALSE),Engastamento_Profundo!F$46)","v":{"$error":"#N/A"}},{"$f":"IF(Engastamento_Profundo!F$49=\"\",Padroes!$S$8,Engastamento_Profundo!F$49)","v":1},{"$f":"IF(Engastamento_Profundo!F$50=\"\",Padroes!$S$9,Engastamento_Profundo!F89)","v":0.2},{"$f":"IF(Engastamento_Profundo!F$51=\"\",Padroes!$S$10,Engastamento_Profundo!F$51)","v":0.5},{"$f":"IF(Engastamento_Profundo!F$53=\"\",VLOOKUP(C196,C187:K195,9,FALSE),Engastamento_Profundo!F$53)","v":{"$error":"#N/A"}},{"$f":"D196+(3.1416*K196^2*M196/4*2400)","v":{"$error":"#N/A"}},{"$f":"Padroes!$AL$12","v":0.8},1,{"$f":"IF(E196=\"\",\"\",($B$63*G196*E196^3)/(F196+E196))","v":{"$error":"#N/A"}},{"$f":"IF(E196=\"\",\"\",(3*$B$63*(2*J196*I196 - I196^2)*(H196-G196))*(E196-J196+I196/2)/(F196+E196/2) + O196)","v":{"$error":"#N/A"}},{"$f":" IF(E196=\"\",\"\",(3*$B$63 * (2*E196*I196-I196^2)*(H196-G196) ) * (I196/2) / (F196+E196) + P196)","v":{"$error":"#N/A"}},{"$f":"IF(E196=\"\",\"\",(N196*$B$63*K196*E196^3)/(F196+E196) + (K196*L196/(F196+E196)) * (0.5 - (2*L196/(3*$C$63*K196^2))))","v":{"$error":"#N/A"}},null,null,null,null,{"$f":"IF(O196=\"\",\"\",O196*Parametros!$I$26)","v":{"$error":"#N/A"}},{"$f":"IF(P196=\"\",\"\",P196*Parametros!$I$27)","v":{"$error":"#N/A"}},{"$f":"IF(Q196=\"\",\"\",Q196*Parametros!$I$28)","v":{"$error":"#N/A"}},{"$f":"IF(R196=\"\",\"\",R196*Parametros!$I$29)","v":{"$error":"#N/A"}}]
[1,2,3,4,5,6,7,8,9,10,11,12,13,14,15,16,17,18,19,null,21,22,23,24,25,26,27,28,29,30,31,32,33,34,35,36,37,38,39,40]

{"sheet":"Engastamento_Profundo","index":9,"n_rows":63,"n_cols":13,"rows_kept":63,"cut":false,"hidden":false,"merged":[[62,2,62,4],[57,2,57,5],[59,2,59,4],[60,2,60,4],[61,2,61,4],[47,1,47,4],[50,1,50,4],[55,1,55,4],[52,1,52,3],[53,2,53,4],[51,1,51,4],[54,2,54,4],[48,1,48,3],[49,1,49,4],[45,1,45,4],[46,1,46,4],[41,1,41,4],[42,1,42,3],[44,1,44,4],[40,5,40,8],[40,1,40,4],[23,2,23,4],[20,2,20,4],[21,2,21,4],[8,1,8,4],[9,1,9,3],[10,1,10,4],[11,1,11,4],[22,2,22,4],[12,1,12,4],[13,1,13,3],[14,2,14,4],[15,2,15,4],[16,1,16,4],[18,2,18,5],[6,1,6,4],[7,1,7,4],[1,5,1,8],[2,1,2,4],[3,1,3,3],[5,1,5,4]]}
[null,null,null,null,null,null,null,null,null,null,null,9,200]
[null,null,null,null,null,"Cálculo de Tração Máxima",null,null,null,null,null,10,300]
[null,"Poste de Concreto Tronco Cônico",null,null,null,null,null,null,null,null,null,11,400]
[null,null,null,null,"comprimento - L ",13,"m",null,null,null,null,12,600]
[null,null,null,null,"carga nominal ",1000,"daN",{"$f":"CONCATENATE(F4,F5)","v":"131000"},null,null,null,13,1000]
[null,"peso ",null,null,null,null,"kg",null,null,null,null,null,1500]
[null,"F da base   ",null,null,null,null,"m",null,null,null,null,null,2000]
[null,"engastamento - e ",null,null,null,2.6174003654521991,"m",null,null,null,null,null,2500]
[null,null,null,null,null,null,null,null,null,null,null,null,3000]
[null,"Escora :",null,null,"comprimento - c ",null,"m"]
[null,"altura (diâmetro) - a ",null,null,null,null,"m"]
[null,"profundidade - b ",null,null,null,null,"m"]
[]
[null,"Base Concretada :",null,null,"diâmetro da vala - f ",null,"m",null,null,null,null,{"$f":"CONCATENATE(L5,M9)","v":"133000"}]
[]
[]
[null,"Distância do Esforço F ao solo :                          d"]
[]
[null,null,"Trações Máximas -  daN"]
[]
[null,null,"ENGASTAMENTO  .....................................................",null,null,{"$f":"IF(F$4=9,Engastamento!O$14,IF(F$4=10,Engastamento!O$23,IF(F$4=11,Engastamento!O$32,IF(F$4=12,Engastamento!O$41,IF(F$4=13,Engastamento!O50)))))","v":1300.0000670024945},"<-----",1300]
[null,null,"ESCORA SIMPLES .....................................................",null,null,{"$f":"IF(F$4=9,Engastamento!P$14,IF(F$4=10,Engastamento!P$23,IF(F$4=11,Engastamento!P$32,IF(F$4=12,Engastamento!P$41,IF(F$4=13,Engastamento!P51)))))","v":0}]
[]
[null,null,"BASE CONCRETADA ..................................................",null,null,{"$f":"IF(F$4=9,Engastamento!R$14,IF(F$4=10,Engastamento!R$23,IF(F$4=11,Engastamento!R$32,IF(F$4=12,Engastamento!R$41,IF(F$4=13,Engastamento!R53)))))","v":0}]
[]
[]
[]
[]
[]
[]
[]
[]
[]
[]
[]
[]
[]
[]
[]
[]
[null,null,null,null,null,"Cálculo de Tração Máxima"]
[null,"Poste de Concreto Duplo T"]
[null,null,null,null,"comprimento - l",13,"m"]
[null,null,null,null,"carga nominal",1000,"daN"]
[null,"peso",null,null,null,null,"kg"]
[null,"F da base",null,null,null,null,"m"]
[null,"engastamento - e",null,null,null,-335544.32000000001,"m"]
[]
[null,"Escora :",null,null,"comprimento - c",null,"m"]
[null,"altura (diâmetro) - a",null,null,null,null,"m"]
[null,"profundidade - b",null,null,null,null,"m"]
[]
[null,"Base Concretada :",null,null,"diâmetro da vala - f",null,"m"]
[]
[]
[null,"Distância do Esforço F ao solo :                                            d",null,null,null,null,"m"]
[]
[null,null,"Trações Máximas -  daN"]
[]
[null,null,"ENGASTAMENTO  .....................................................",null,null,{"$f":"IF(F$43=9,Engastamento!O$157,IF(F$43=10,Engastamento!O$167,IF(F$43=11,Engastamento!O$177,IF(F$43=12,Engastamento!O$187,IF(F$43=13,Engastamento!O196)))))","v":{"$error":"#N/A"}},"<-----",1300]
[null,null,"ESCORA SIMPLES .....................................................",null,null,{"$f":"IF(F$43=9,Engastamento!P$157,IF(F$43=10,Engastamento!P$167,IF(F$43=11,Engastamento!P$177,IF(F$43=12,Engastamento!P$187,IF(F$43=13,Engastamento!P197)))))","v":16}]
[]
[null,null,"BASE CONCRETADA ..................................................",null,null,{"$f":"IF(F$43=9,Engastamento!R$157,IF(F$43=10,Engastamento!R$167,IF(F$43=11,Engastamento!R$177,IF(F$43=12,Engastamento!R$187,IF(F$43=13,Engastamento!R199)))))","v":0}]

{"sheet":"Tipo_Estai","index":10,"n_rows":151,"n_cols":33,"rows_kept":151,"cut":false,"hidden":false,"merged":[[16,0,16,4],[16,5,16,9],[12,22,12,24],[4,11,4,14],[5,25,6,26],[5,10,5,15],[5,22,6,23],[15,0,15,9]]}
[null,null,null,null,null,null,null,null,null,null,null,null,null,null,15,null,null,null,null,20,null,null,null,null,25]
[]
[]
[]
[null,null,null,null,null,null,null,null,null,null,null,"TIPO DE ESTAI A USAR"]
[null,null,null,null,null,null,null,null,null,null,"Poste",null,null,null,null,null,null,null,"Esforço = ",174.25,"kgf",null,"Valores de segurança para os estais",null,null,"Valores para o cálculo dos estais",null,null,"Altura","daN","Seção","Tipo","Estai"]
[null,null,null,null,null,null,null,null,null,null,"TIPO DE ESTAI A USAR",9,10,11,12,13,null,null,"Esforço (MD):","Topo",{"$f":"VLOOKUP(T7,Parametros!$H$18:$I$197,2,FALSE)","v":1},null,null,null,null,null,null,null,{"$f":"$AA$10","v":11},"-","-","-",{"$f":"L8","v":"ea1"}]
[null,null,null,null,null,null,null,null,null,null,null,{"$f":"IF($T$6<U15,T15,IF(AND($T$6>U15,$T$6<U16),T16,IF(AND($T$6>U16,$T$6<U17),T17,IF(AND($T$6>U17,$T$6<U18),T18,IF(AND($T$6>U18,$T$6<U19),T19,\"\")))))","v":"ea1"},{"$f":"L8","v":"ea1"},{"$f":"L8","v":"ea1"},{"$f":"L8","v":"ea1"},{"$f":"L8","v":"ea1"},null,null,"Esforço (DT):","Topo",{"$f":"VLOOKUP(T8,Parametros!$E$18:$F$19,2,FALSE)","v":1},null,"SIMPLES",{"$f":"VLOOKUP(W8,Parametros!$H$26:$I$29,2,FALSE)","v":0.8},null,"Tamanho do braço do estai EV",2,null,11,"-","-","-",{"$f":"L9","v":"ev1"}]
[null,null,null,null,null,null,null,null,null,null,null,{"$f":"IF($T$6<W15,$W$14,IF(AND($T$6>W15,$T$6<X15),$X$14,IF(AND($T$6>X15,$T$6<Y15),$Y$14,\"\")))","v":"ev1"},{"$f":"IF($T$6<W16,$W$14,IF(AND($T$6>W16,$T$6<X16),$X$14,IF(AND($T$6>X16,$T$6<Y16),$Y$14,\"\")))","v":"ev1"},{"$f":"IF($T$6<W17,$W$14,IF(AND($T$6>W17,$T$6<X17),$X$14,IF(AND($T$6>X17,$T$6<Y17),$Y$14,\"\")))","v":"ev1"},{"$f":"IF($T$6<W18,$W$14,IF(AND($T$6>W18,$T$6<X18),$X$14,IF(AND($T$6>X18,$T$6<Y18),$Y$14,\"\")))","v":"ev1"},{"$f":"IF($T$6<W19,$W$14,IF(AND($T$6>W19,$T$6<X19),$X$14,IF(AND($T$6>X19,$T$6<Y19),$Y$14,\"\")))","v":"ev1"},null,null,"Esforço (CC):","Topo",{"$f":"VLOOKUP(T9,Parametros!$E$26:$F$27,2,FALSE)","v":1.1000000000000001},null,"ESS",{"$f":"VLOOKUP(W9,Parametros!$H$26:$I$29,2,FALSE)","v":0.8},null,"Terreno utilizado",2000,null,11,"-","-","-",{"$f":"L10","v":"epp1"}]
[null,null,null,null,null,null,null,null,null,null,null,{"$f":"IF($T$6<$U$20,$T$20,IF(AND($T$6>$U$20,$T$6<$U$21),$T$21,IF(AND($T$6>$U$21,$T$6<$U$22),$T$22,\"\")))","v":"epp1"},{"$f":"IF($T$6<$U$20,$T$20,IF(AND($T$6>$U$20,$T$6<$U$21),$T$21,IF(AND($T$6>$U$21,$T$6<$U$22),$T$22,\"\")))","v":"epp1"},{"$f":"IF($T$6<$U$20,$T$20,IF(AND($T$6>$U$20,$T$6<$U$21),$T$21,IF(AND($T$6>$U$21,$T$6<$U$22),$T$22,\"\")))","v":"epp1"},{"$f":"IF($T$6<$U$20,$T$20,IF(AND($T$6>$U$20,$T$6<$U$21),$T$21,IF(AND($T$6>$U$21,$T$6<$U$22),$T$22,\"\")))","v":"epp1"},{"$f":"IF($T$6<$U$20,$T$20,IF(AND($T$6>$U$20,$T$6<$U$21),$T$21,IF(AND($T$6>$U$21,$T$6<$U$22),$T$22,\"\")))","v":"epp1"},null,null,"Face 'A\"",null,{"$f":"Parametros!L18","v":0.5},null,"ESD",{"$f":"VLOOKUP(W10,Parametros!$H$26:$I$29,2,FALSE)","v":0.8},null,"Poste",11,null,11,"-","-","-",{"$f":"L11","v":"ecpy1"}]
[null,null,null,null,null,null,null,null,null,null,null,{"$f":"IF($T$6<$U$23,$T$23,IF(AND($T$6>$U$23,$T$6<$U$24),$T$24,IF(AND($T$6>$U$24,$T$6<$U$25),$T$25,\"\")))","v":"ecpy1"},{"$f":"IF($T$6<$U$23,$T$23,IF(AND($T$6>$U$23,$T$6<$U$24),$T$24,IF(AND($T$6>$U$24,$T$6<$U$25),$T$25,\"\")))","v":"ecpy1"},{"$f":"IF($T$6<$U$23,$T$23,IF(AND($T$6>$U$23,$T$6<$U$24),$T$24,IF(AND($T$6>$U$24,$T$6<$U$25),$T$25,\"\")))","v":"ecpy1"},{"$f":"IF($T$6<$U$23,$T$23,IF(AND($T$6>$U$23,$T$6<$U$24),$T$24,IF(AND($T$6>$U$24,$T$6<$U$25),$T$25,\"\")))","v":"ecpy1"},{"$f":"IF($T$6<$U$23,$T$23,IF(AND($T$6>$U$23,$T$6<$U$24),$T$24,IF(AND($T$6>$U$24,$T$6<$U$25),$T$25,\"\")))","v":"ecpy1"},null,null,null,null,null,null,"BC",{"$f":"VLOOKUP(W11,Parametros!$H$26:$I$29,2,FALSE)","v":1},null,null,null,null,11,"-","-","-",{"$f":"L12","v":"ecpv1"}]
[null,null,null,null,null,null,null,null,null,null,null,{"$f":"IF($T$6<$U$26,$T$26,IF(AND($T$6>$U$26,$T$6<$U$27),$T$27,IF(AND($T$6>$U$27,$T$6<$U$28),$T$28,\"\")))","v":"ecpv1"},{"$f":"IF($T$6<$U$26,$T$26,IF(AND($T$6>$U$26,$T$6<$U$27),$T$27,IF(AND($T$6>$U$27,$T$6<$U$28),$T$28,\"\")))","v":"ecpv1"},{"$f":"IF($T$6<$U$26,$T$26,IF(AND($T$6>$U$26,$T$6<$U$27),$T$27,IF(AND($T$6>$U$27,$T$6<$U$28),$T$28,\"\")))","v":"ecpv1"},{"$f":"IF($T$6<$U$26,$T$26,IF(AND($T$6>$U$26,$T$6<$U$27),$T$27,IF(AND($T$6>$U$27,$T$6<$U$28),$T$28,\"\")))","v":"ecpv1"},{"$f":"IF($T$6<$U$26,$T$26,IF(AND($T$6>$U$26,$T$6<$U$27),$T$27,IF(AND($T$6>$U$27,$T$6<$U$28),$T$28,\"\")))","v":"ecpv1"},null,null,null,null,null,null,null,null,null,null,null,null,11,{"$f":"IF($AA$10=9,C19,IF($AA$10=10,C27,IF($AA$10=11,C35,IF($AA$10=12,C43,IF($AA$10=13,C51)))))","v":200},{"$f":"IF($AA$10=9,D19,IF($AA$10=10,D27,IF($AA$10=11,D35,IF($AA$10=12,D43,IF($AA$10=13,D51)))))","v":"CC"},{"$f":"IF($AA$10=9,K19,IF($AA$10=10,K27,IF($AA$10=11,K35,IF($AA$10=12,K43,IF($AA$10=13,K51)))))","v":"C-14"},{"$f":"IF($AA$10=9,J19,IF($AA$10=10,J27,IF($AA$10=11,J35,IF($AA$10=12,J43,IF($AA$10=13,J51)))))","v":"Simples"}]
[null,null,null,null,null,null,null,null,null,null,null,{"$f":"IF(J19=\"\",\"\",CONCATENATE(E19,\" \",J19))","v":""},{"$f":"IF(J27=\"\",\"\",CONCATENATE(E27,\" \",J27))","v":""},{"$f":"IF(J35=\"\",\"\",CONCATENATE(E35,\" \",J35))","v":"11 200 CC 'C-14' Simples"},{"$f":"IF(J43=\"\",\"\",CONCATENATE(E43,\" \",J43))","v":"12 200 CC 'C-17' Simples"},{"$f":"IF(J51=\"\",\"\",CONCATENATE(E51,\" \",J51))","v":"13 200 CC 'C-17' Simples"},null,null,null,null,null,"Poste","Tipo de estai",null,null,null,null,null,{"$f":"$AA$10","v":11},{"$f":"IF($AA$10=9,C20,IF($AA$10=10,C28,IF($AA$10=11,C36,IF($AA$10=12,C44,IF($AA$10=13,C52)))))","v":300},{"$f":"IF($AA$10=9,D20,IF($AA$10=10,D28,IF($AA$10=11,D36,IF($AA$10=12,D44,IF($AA$10=13,D52)))))","v":"CC"},{"$f":"IF($AA$10=9,K20,IF($AA$10=10,K28,IF($AA$10=11,K36,IF($AA$10=12,K44,IF($AA$10=13,K52)))))","v":"C-17"},{"$f":"IF($AA$10=9,J20,IF($AA$10=10,J28,IF($AA$10=11,J36,IF($AA$10=12,J44,IF($AA$10=13,J52)))))","v":"Simples"}]
[null,null,null,null,null,null,null,null,null,null,null,{"$f":"IF(J20=\"\",\"\",CONCATENATE(E20,\" \",J20))","v":"9 200 CC 'C-14' Simples"},{"$f":"IF(J28=\"\",\"\",CONCATENATE(E28,\" \",J28))","v":"10 300 CC 'C-17' Simples"},{"$f":"IF(J36=\"\",\"\",CONCATENATE(E36,\" \",J36))","v":"11 300 CC 'C-17' Simples"},{"$f":"IF(J44=\"\",\"\",CONCATENATE(E44,\" \",J44))","v":"12 400 CC 'C-17' Simples"},{"$f":"IF(J52=\"\",\"\",CONCATENATE(E52,\" \",J52))","v":"13 400 CC 'C-17' Simples"},null,null,"Cabo","Estai","Esforço ",null,"ev1","ev2","ev3",null,null,null,11,{"$f":"IF($AA$10=9,C21,IF($AA$10=10,C29,IF($AA$10=11,C37,IF($AA$10=12,C45,IF($AA$10=13,C53)))))","v":400},"CC","C-17","Simples"]
[null,null,null,null,null,null,null,null,null,null,null,"9 300 CC 'C-17' Simples","10 400 CC 'C-17' Simples","11 400 CC 'C-17' Simples","12 600 CC 'C-19' Simples","13 600 CC 'C-19' Simples",null,null,{"$f":"Tabela_Esforco!V10","v":6.35},"ea1",{"$f":"Tabela_Esforco!Z10","v":1013.5215811319121},9,{"$f":"Engastamento!AQ67","v":481.88065268065259},{"$f":"Engastamento!AR67","v":811.35254079254082},{"$f":"Engastamento!AS67","v":1098.2396270396271},null,null,null,11,{"$f":"IF($AA$10=9,C22,IF($AA$10=10,C30,IF($AA$10=11,C38,IF($AA$10=12,C46,IF($AA$10=13,C54)))))","v":600},"CC","C-19","Simples"]
["CÁLCULO    DO     ENGASTAMENTO",null,null,null,null,null,null,null,null,null,null,"9 400 CC 'C-17' Simples","10 600 CC 'C-19' Simples","11 600 CC 'C-19' Simples","12 1000 CC 'C-23' Simples","13 1000 CC 'C-23' Simples",null,null,{"$f":"Tabela_Esforco!V11","v":7.94},{"$f":"Tabela_Esforco!X11","v":"ea2"},{"$f":"Tabela_Esforco!Z11","v":1706.4874993941962},10,{"$f":"Engastamento!AQ70","v":433.50248957252973},{"$f":"Engastamento!AR70","v":729.89721500118969},{"$f":"Engastamento!AS70","v":987.98241809553292},null,null,null,11,{"$f":"IF($AA$10=9,C23,IF($AA$10=10,C31,IF($AA$10=11,C39,IF($AA$10=12,C47,IF($AA$10=13,C55)))))","v":1000},"CC","C-23","Simples"]
["Dados do poste",null,null,null,null,"VALOR DA TRAÇÃO NO TOPO  (daN)",null,null,null,null,null,"9 600 CC 'C-19' Simples","10 1000 CC 'C-23' Simples","11 1000 CC 'C-23' Simples","12 1500 CC 'C-29' Simples","13 1500 CC 'C-29' Simples",null,null,{"$f":"Tabela_Esforco!V12","v":9.5299999999999994},{"$f":"Tabela_Esforco!X12","v":"ea3"},{"$f":"Tabela_Esforco!Z12","v":2309.8863942076136},11,{"$f":"Engastamento!AQ74","v":395.7512348418428},{"$f":"Engastamento!AR74","v":666.33463726859122},{"$f":"Engastamento!AS74","v":901.9446747558278},null,null,null,11,null,"CC","C-29","Simples"]
["Face do poste","Altura","dan","Tipo","concatenar",{"$f":"Engastamento!O5","v":"SIMPLES "},{"$f":"Engastamento!P5","v":"ESCORA\nSIMPLES"},{"$f":"Engastamento!Q5","v":"ESCORA\nDUPLA"},{"$f":"Engastamento!R5","v":"CONCRETADO"},"Estai sugerido",null,"9 1000 CC 'C-23' Simples","10 1500 CC 'C-29' Simples","11 1500 CC 'C-29' Simples","12 2000 CC 'C-33' Simples","13 2000 CC 'C-33' Simples",null,null,7.94,{"$f":"Tabela_Esforco!AA11","v":"ea2+ea2"},{"$f":"Tabela_Esforco!AB11","v":2913.1567250692779},12,{"$f":"Engastamento!AQ78","v":363.99211676668887},{"$f":"Engastamento!AR78","v":612.86114543972735},{"$f":"Engastamento!AS78","v":829.56342891012821},null,null,null,11,null,"CC","",""]
[null,{"$f":"IF(Engastamento!B6=\"\",\"\",Engastamento!B6)","v":9},{"$f":"IF(Engastamento!C6=\"\",\"\",Engastamento!C6)","v":150},"CC",{"$f":"IF(C19=\"\",\"\",CONCATENATE(B19,\" \",C19,\" \",D19,\" \",A19,\"'\",K19,\"'\"))","v":"9 150 CC 'C-14'"},{"$f":"Engastamento!O6","v":254.11764705882354},{"$f":"Engastamento!P6","v":346.77313092979125},{"$f":"Engastamento!Q6","v":373.65313092979125},{"$f":"Engastamento!R6","v":508.42100197464134},{"$f":"IF(C19=\"\",\"\",IF((C19*$U$9)<$T$6,\"\",IF(AND((C19*$U$9)>$T$6,$T$6<(F19*$X$8)),\"Simples\",IF(AND(($T$6>(F19*$X$8)),$T$6<(G19*$X$9)),\"ESS\",IF(AND(($T$6>(G19*$X$9)),$T$6<(H19*$X$10)),\"ESD\",IF(AND(($T$6>(H19*$X$10)),$T$6<(I19*$X$11)),\"BC\",\"\"))))))","v":""},{"$f":"Engastamento!T6","v":"C-14"},"","","","12 3000 CC 'C-43' Simples","",null,null,9.5299999999999994,{"$f":"Tabela_Esforco!AA12","v":"ea3+ea3"},{"$f":"Tabela_Esforco!AB12","v":3943.223191392116},13,{"$f":"Engastamento!AQ82","v":336.91746402293808},{"$f":"Engastamento!AR82","v":567.27498593629571},{"$f":"Engastamento!AS82","v":767.85840637785884},null,null,null,11,null,"CC","",""]
[null,{"$f":"IF(Engastamento!B7=\"\",\"\",Engastamento!B7)","v":9},{"$f":"IF(Engastamento!C7=\"\",\"\",Engastamento!C7)","v":200},"CC",{"$f":"IF(C20=\"\",\"\",CONCATENATE(B20,\" \",C20,\" \",D20,\" \",A20,\"'\",K20,\"'\"))","v":"9 200 CC 'C-14'"},{"$f":"Engastamento!O7","v":254.11764705882354},{"$f":"Engastamento!P7","v":346.77313092979125},{"$f":"Engastamento!Q7","v":373.65313092979125},{"$f":"Engastamento!R7","v":599.57322225976691},"Simples",{"$f":"Engastamento!T7","v":"C-14"},"","","","","",null,null,6.35,"epp1",{"$f":"VLOOKUP(T20,Tabela_Esforco!$X$20:$Z$22,3,FALSE)","v":1411.5576777345991}]
[null,{"$f":"IF(Engastamento!B8=\"\",\"\",Engastamento!B8)","v":9},{"$f":"IF(Engastamento!C8=\"\",\"\",Engastamento!C8)","v":300},"CC","9 300 CC 'C-17'",{"$f":"Engastamento!O8","v":277.94117647058823},{"$f":"Engastamento!P8","v":366.5089184060721},{"$f":"Engastamento!Q8","v":392.20303605313092},{"$f":"Engastamento!R8","v":796.11020460994825},"Simples",{"$f":"Engastamento!T8","v":"C-17"},{"$f":"IF(J64=\"\",\"\",CONCATENATE(E64,\" \",\" \",J64))","v":""},{"$f":"IF(J73=\"\",\"\",CONCATENATE(E73,\" \",J73))","v":""},{"$f":"IF(J82=\"\",\"\",CONCATENATE(E82,\" \",J82))","v":""},{"$f":"IF(J91=\"\",\"\",CONCATENATE(E91,\" \",J91))","v":""},{"$f":"IF(J100=\"\",\"\",CONCATENATE(E100,\" \",J100))","v":""},null,null,7.94,"epp2",{"$f":"VLOOKUP(T21,Tabela_Esforco!$X$20:$Z$22,3,FALSE)","v":2376.669206232209}]
[null,{"$f":"IF(Engastamento!B9=\"\",\"\",Engastamento!B9)","v":9},{"$f":"IF(Engastamento!C9=\"\",\"\",Engastamento!C9)","v":400},"CC","9 400 CC 'C-17'",{"$f":"Engastamento!O9","v":277.94117647058823},{"$f":"Engastamento!P9","v":366.5089184060721},{"$f":"Engastamento!Q9","v":392.20303605313092},{"$f":"Engastamento!R9","v":1223.2171719254579},"Simples",{"$f":"Engastamento!T9","v":"C-17"},{"$f":"IF(J65=\"\",\"\",CONCATENATE(E65,\" \",\" \",J65))","v":""},{"$f":"IF(J74=\"\",\"\",CONCATENATE(E74,\" \",J74))","v":""},{"$f":"IF(J83=\"\",\"\",CONCATENATE(E83,\" \",J83))","v":""},{"$f":"IF(J92=\"\",\"\",CONCATENATE(E92,\" \",J92))","v":""},{"$f":"IF(J101=\"\",\"\",CONCATENATE(E101,\" \",J101))","v":"13 400 DT Face 'A' 'B' Simples"},null,null,9.5299999999999994,"epp3",{"$f":"VLOOKUP(T22,Tabela_Esforco!$X$20:$Z$22,3,FALSE)","v":3217.0384283253652}]
[null,{"$f":"IF(Engastamento!B10=\"\",\"\",Engastamento!B10)","v":9},{"$f":"IF(Engastamento!C10=\"\",\"\",Engastamento!C10)","v":600},"CC","9 600 CC 'C-19'",{"$f":"Engastamento!O10","v":293.8235294117647},{"$f":"Engastamento!P10","v":379.66611005692596},{"$f":"Engastamento!Q10","v":404.56963946869064},{"$f":"Engastamento!R10","v":1607.4529019773763},"Simples",{"$f":"Engastamento!T10","v":"C-19"},"","","11 400 DT Face 'A' 'B' Simples","12 400 DT Face 'A' 'B' Simples","13 600 DT Face 'A' 'B' Simples",null,null,6.35,"ecpy1",{"$f":"VLOOKUP(T23,Tabela_Esforco!$X$28:$Z$33,3,FALSE)","v":1411.5576777345991}]
[null,{"$f":"IF(Engastamento!B11=\"\",\"\",Engastamento!B11)","v":9},{"$f":"IF(Engastamento!C11=\"\",\"\",Engastamento!C11)","v":1000},"CC","9 1000 CC 'C-23'",{"$f":"Engastamento!O11","v":325.58823529411762},{"$f":"Engastamento!P11","v":405.98049335863379},{"$f":"Engastamento!Q11","v":429.30284629981026},{"$f":"Engastamento!R11","v":1620.0174205279645},"Simples",{"$f":"Engastamento!T11","v":"C-23"},"9 400 DT Face 'A' 'B'  Simples","10 400 DT Face 'A' 'B' Simples","11 600 DT Face 'A' 'B' Simples","12 600 DT Face 'A' 'B' Simples","",null,null,7.94,"ecpy2",{"$f":"VLOOKUP(T24,Tabela_Esforco!$X$28:$Z$33,3,FALSE)","v":2376.669206232209}]
[null,{"$f":"IF(Engastamento!B12=\"\",\"\",Engastamento!B12)","v":""},{"$f":"IF(Engastamento!C12=\"\",\"\",Engastamento!C12)","v":""},"CC","",{"$f":"Engastamento!O12","v":""},{"$f":"Engastamento!P12","v":""},{"$f":"Engastamento!Q12","v":""},{"$f":"Engastamento!R12","v":""},"",{"$f":"Engastamento!T12","v":""},"9 600 DT Face 'A' 'B'  Simples","10 600 DT Face 'A' 'B' Simples","11 1000 DT Face 'A' 'B-1,5' Simples","12 1000 DT Face 'A' 'B-1,5' Simples","",null,null,9.5299999999999994,"ecpy3",{"$f":"VLOOKUP(T25,Tabela_Esforco!$X$28:$Z$33,3,FALSE)","v":3217.0384283253652}]
[null,{"$f":"IF(Engastamento!B13=\"\",\"\",Engastamento!B13)","v":""},{"$f":"IF(Engastamento!C13=\"\",\"\",Engastamento!C13)","v":""},"CC","",{"$f":"Engastamento!O13","v":""},{"$f":"Engastamento!P13","v":""},{"$f":"Engastamento!Q13","v":""},{"$f":"Engastamento!R13","v":""},"",{"$f":"Engastamento!T13","v":""},"9 1000 DT Face 'A' 'B-1,5'  Simples","10 1000 DT Face 'A' 'B-1,5' Simples","","12 2000 DT Face 'A' 'B-4,5' Simples","",null,null,6.35,"ecpv1",{"$f":"VLOOKUP(T26,Tabela_Esforco!$X$28:$Z$33,3,FALSE)","v":2860}]
[null,{"$f":"Engastamento!B15","v":10},{"$f":"Engastamento!C15","v":150},"CC","10 150 CC 'C-14'",{"$f":"Engastamento!O15","v":284.21224489795924},{"$f":"Engastamento!P15","v":368.6922448979592},{"$f":"Engastamento!Q15","v":392.93714285714287},{"$f":"Engastamento!R15","v":531.57878108397824},"",{"$f":"Engastamento!T14","v":"C-14"},"","","","12 3000 DT Face 'A' 'B-6' Simples","",null,null,7.94,"ecpv2",{"$f":"VLOOKUP(T27,Tabela_Esforco!$X$28:$Z$33,3,FALSE)","v":4820}]
[null,{"$f":"Engastamento!B16","v":10},{"$f":"Engastamento!C16","v":300},"CC","10 300 CC 'C-17'",{"$f":"Engastamento!O16","v":309.28979591836742},{"$f":"Engastamento!P16","v":389.9297959183674},{"$f":"Engastamento!Q16","v":413.07265306122457},{"$f":"Engastamento!R16","v":630.21669073031194},"Simples",{"$f":"Engastamento!T15","v":"C-17"},"","","","","",null,null,9.5299999999999994,"ecpv3",{"$f":"VLOOKUP(T28,Tabela_Esforco!$X$28:$Z$33,3,FALSE)","v":6320}]
[null,{"$f":"Engastamento!B17","v":10},{"$f":"Engastamento!C17","v":400},"CC","10 400 CC 'C-17'",{"$f":"Engastamento!O17","v":309.28979591836742},{"$f":"Engastamento!P17","v":389.9297959183674},{"$f":"Engastamento!Q17","v":413.07265306122457},{"$f":"Engastamento!R17","v":828.74053548329425},"Simples",{"$f":"Engastamento!T16","v":"C-17"},"","","","",{"$f":"IF(J144=\"\",\"\",CONCATENATE(E144,\" \",J144))","v":"13 300 DT Face 'B' 'B' Simples"}]
[null,{"$f":"Engastamento!B18","v":10},{"$f":"Engastamento!C18","v":600},"CC","10 600 CC 'C-19'",{"$f":"Engastamento!O18","v":326.00816326530617},{"$f":"Engastamento!P18","v":404.08816326530615},{"$f":"Engastamento!Q18","v":426.49632653061229},{"$f":"Engastamento!R18","v":1275.4177804305857},"Simples",{"$f":"Engastamento!T17","v":"C-19"},{"$f":"IF(J108=\"\",\"\",CONCATENATE(E108,\" \",J108))","v":""},{"$f":"IF(J117=\"\",\"\",CONCATENATE(E117,\" \",J117))","v":""},{"$f":"IF(J126=\"\",\"\",CONCATENATE(E126,\" \",J126))","v":"11 200 DT Face 'B' 'D' ESS"},{"$f":"IF(J135=\"\",\"\",CONCATENATE(E135,\" \",J135))","v":"12 200 DT Face 'B' 'D' Simples"},{"$f":"IF(J145=\"\",\"\",CONCATENATE(E145,\" \",J145))","v":"13 400 DT Face 'B' 'B' Simples"}]
[null,{"$f":"Engastamento!B19","v":10},{"$f":"Engastamento!C19","v":1000},"CC","10 1000 CC 'C-23'",{"$f":"Engastamento!O19","v":359.44489795918372},{"$f":"Engastamento!P19","v":432.4048979591837},{"$f":"Engastamento!Q19","v":453.3436734693878},{"$f":"Engastamento!R19","v":1669.4867072916441},"Simples",{"$f":"Engastamento!T18","v":"C-23"},{"$f":"IF(J109=\"\",\"\",CONCATENATE(E109,\" \",J109))","v":"9 200 DT Face 'B' 'D' ESS"},{"$f":"IF(J118=\"\",\"\",CONCATENATE(E118,\" \",J118))","v":"10 200 DT Face 'B' 'B' ESS"},{"$f":"IF(J127=\"\",\"\",CONCATENATE(E127,\" \",J127))","v":"11 300 DT Face 'B' 'B' Simples"},{"$f":"IF(J136=\"\",\"\",CONCATENATE(E136,\" \",J136))","v":"12 300 DT Face 'B' 'B' Simples"},"13 600 DT Face 'B' 'B' Simples"]
[null,{"$f":"Engastamento!B20","v":10},{"$f":"Engastamento!C20","v":1500},"CC","10 1500 CC 'C-29'",{"$f":"Engastamento!O20","v":409.60000000000008},{"$f":"Engastamento!P20","v":474.88000000000011},{"$f":"Engastamento!Q20","v":493.61469387755113},{"$f":"Engastamento!R20","v":1705.4769610603514},"Simples",{"$f":"Engastamento!T19","v":"C-29"},"9 300 DT Face 'B' 'B' Simples","10 300 DT Face 'B' 'B' Simples","11 400 DT Face 'B' 'B' Simples","12 400 DT Face 'B' 'B' Simples",""]
[null,{"$f":"Engastamento!B21","v":0},{"$f":"Engastamento!C21","v":""},"CC","",{"$f":"Engastamento!O21","v":""},{"$f":"Engastamento!P21","v":""},{"$f":"Engastamento!Q21","v":""},{"$f":"Engastamento!R21","v":""},"",{"$f":"Engastamento!T20","v":""},"9 400 DT Face 'B' 'B' Simples","10 400 DT Face 'B' 'B' Simples","11 600 DT Face 'B' 'B' Simples","12 600 DT Face 'B' 'B' Simples",""]
[null,{"$f":"Engastamento!B22","v":0},{"$f":"Engastamento!C22","v":""},"CC","",{"$f":"Engastamento!O22","v":""},{"$f":"Engastamento!P22","v":""},{"$f":"Engastamento!Q22","v":""},{"$f":"Engastamento!R22","v":""},"",{"$f":"Engastamento!T21","v":""},"9 600 DT Face 'B' 'B' Simples","10 600 DT Face 'B' 'B' Simples","11 1000 DT Face 'B' 'B-1,5' Simples","12 1000 DT Face 'B' 'B-1,5' Simples",""]
[null,{"$f":"Engastamento!B24","v":11},200,"CC","11 200 CC 'C-14'",{"$f":"Engastamento!O24","v":327.53333333333342},{"$f":"Engastamento!P24","v":407.80670016750429},{"$f":"Engastamento!Q24","v":430.56225572305988},{"$f":"Engastamento!R24","v":575.80561841605595},"Simples",{"$f":"Engastamento!T22","v":"C-14"},"9 1000 DT Face 'B' 'B-1,5' Simples","10 1000 DT Face 'B' 'B-1,5' Simples","","12 2000 DT Face 'B' 'B-4,5' Simples",""]
[null,{"$f":"Engastamento!B25","v":11},{"$f":"Engastamento!C25","v":300},"CC","11 300 CC 'C-17'",{"$f":"Engastamento!O25","v":354.82777777777784},{"$f":"Engastamento!P25","v":431.33833054159697},{"$f":"Engastamento!Q25","v":453.02721943048584},{"$f":"Engastamento!R25","v":681.28812115152016},"Simples",{"$f":"Engastamento!T23","v":"C-17"},"","","","12 3000 DT Face 'B' 'B-6' Simples",""]
[null,{"$f":"Engastamento!B26","v":11},{"$f":"Engastamento!C26","v":400},"CC","11 400 CC 'C-17'",{"$f":"Engastamento!O26","v":354.82777777777784},{"$f":"Engastamento!P26","v":431.33833054159697},{"$f":"Engastamento!Q26","v":453.02721943048584},{"$f":"Engastamento!R26","v":894.19755653992274},"Simples",{"$f":"Engastamento!T24","v":"C-17"},"","","","",{"$f":"IF(J62=\"\",\"\",CONCATENATE(E62,\" \",J62))","v":"12 MD Simples"}]
[null,{"$f":"Engastamento!B27","v":11},{"$f":"Engastamento!C27","v":600},"CC","11 600 CC 'C-19'",{"$f":"Engastamento!O27","v":373.02407407407412},{"$f":"Engastamento!P27","v":447.02608412432539},{"$f":"Engastamento!Q27","v":468.00386190210315},{"$f":"Engastamento!R27","v":1369.6671300951132},"Simples",{"$f":"Engastamento!T25","v":"C-19"},"","","",""]
[null,{"$f":"Engastamento!B28","v":11},{"$f":"Engastamento!C28","v":1000},"CC","11 1000 CC 'C-23'",{"$f":"Engastamento!O28","v":409.41666666666669},{"$f":"Engastamento!P28","v":478.40159128978223},{"$f":"Engastamento!Q28","v":497.95714684533777},{"$f":"Engastamento!R28","v":1786.1940516405452},"Simples",{"$f":"Engastamento!T26","v":"C-23"},{"$f":"IF(J59=\"\",\"\",CONCATENATE(E59,\" \",J59))","v":"9 MD ESS"},{"$f":"IF(J60=\"\",\"\",CONCATENATE(E60,\" \",J60))","v":"10 MD ESS"},{"$f":"IF(J61=\"\",\"\",CONCATENATE(E61,\" \",J61))","v":"11 MD Simples"},{"$f":"IF(J62=\"\",\"\",CONCATENATE(E62,\" \",J62))","v":"12 MD Simples"}]
[null,{"$f":"Engastamento!B29","v":11},{"$f":"Engastamento!C29","v":1500},"CC","11 1500 CC 'C-29'",{"$f":"Engastamento!O29","v":464.00555555555565},{"$f":"Engastamento!P29","v":525.46485203796772},{"$f":"Engastamento!Q29","v":542.88707426018993},{"$f":"Engastamento!R29","v":1815.1634215170884},"Simples",{"$f":"Engastamento!T27","v":"C-29"}]
[null,{"$f":"Engastamento!B30","v":0},{"$f":"Engastamento!C30","v":""},"CC","",{"$f":"Engastamento!O30","v":""},{"$f":"Engastamento!P30","v":""},{"$f":"Engastamento!Q30","v":""},{"$f":"Engastamento!R30","v":""},"",{"$f":"Engastamento!T28","v":""}]
[null,{"$f":"Engastamento!B31","v":0},{"$f":"Engastamento!C31","v":""},"CC","",{"$f":"Engastamento!O31","v":""},{"$f":"Engastamento!P31","v":""},{"$f":"Engastamento!Q31","v":""},{"$f":"Engastamento!R31","v":""},"",{"$f":"Engastamento!T29","v":""}]
[null,{"$f":"Engastamento!B33","v":12},200,"CC","12 200 CC 'C-17'",{"$f":"Engastamento!O33","v":405.27457627118662},{"$f":"Engastamento!P33","v":478.02320012439765},{"$f":"Engastamento!Q33","v":498.42320012439768},{"$f":"Engastamento!R33","v":624.63547231150073},"Simples",{"$f":"Engastamento!T30","v":"C-17"}]
[null,{"$f":"Engastamento!B34","v":12},{"$f":"Engastamento!C34","v":400},"CC","12 400 CC 'C-17'",{"$f":"Engastamento!O34","v":405.27457627118662},{"$f":"Engastamento!P34","v":478.02320012439765},{"$f":"Engastamento!Q34","v":498.42320012439768},{"$f":"Engastamento!R34","v":735.27020926347132},{"$f":"IF(C44=\"\",\"\",IF((C44*$U$9)<$T$6,\"\",IF(AND((C44*$U$9)>$T$6,$T$6<(F44*$X$8)),\"Simples\",IF(AND(($T$6>(F44*$X$8)),$T$6<(G44*$X$9)),\"ESS\",IF(AND(($T$6>(G44*$X$9)),$T$6<(H44*$X$10)),\"ESD\",IF(AND(($T$6>(H44*$X$10)),$T$6<(I44*$X$11)),\"BC\",\"\"))))))","v":"Simples"},{"$f":"Engastamento!T31","v":"C-17"}]
[null,{"$f":"Engastamento!B35","v":12},{"$f":"Engastamento!C35","v":600},"CC","12 600 CC 'C-19'",{"$f":"Engastamento!O35","v":425.04406779661031},{"$f":"Engastamento!P35","v":495.32663660394979},{"$f":"Engastamento!Q35","v":515.03511118022095},{"$f":"Engastamento!R35","v":971.4315040004667},"Simples",{"$f":"Engastamento!T32","v":"C-19"}]
[null,{"$f":"Engastamento!B36","v":12},{"$f":"Engastamento!C36","v":1000},"CC","12 1000 CC 'C-23'",{"$f":"Engastamento!O36","v":464.5830508474578},{"$f":"Engastamento!P36","v":529.93350956305414},{"$f":"Engastamento!Q36","v":548.25893329186772},{"$f":"Engastamento!R36","v":1484.052841178107},"Simples",{"$f":"Engastamento!T33","v":"C-23"}]
[null,{"$f":"Engastamento!B37","v":12},{"$f":"Engastamento!C37","v":1500},"CC","12 1500 CC 'C-29'",{"$f":"Engastamento!O37","v":523.89152542372904},{"$f":"Engastamento!P37","v":581.8438190017107},{"$f":"Engastamento!Q37","v":598.09466645933787},{"$f":"Engastamento!R37","v":1940.9995157955118},"Simples",{"$f":"Engastamento!T34","v":"C-29"}]
[null,{"$f":"Engastamento!B38","v":12},{"$f":"Engastamento!C38","v":2000},"CC","12 2000 CC 'C-33'",{"$f":"Engastamento!O38","v":563.43050847457653},{"$f":"Engastamento!P38","v":616.45069196081511},{"$f":"Engastamento!Q38","v":631.31848857098464},{"$f":"Engastamento!R38","v":1968.4309628011615},"Simples",{"$f":"Engastamento!T35","v":"C-33"}]
[null,{"$f":"Engastamento!B39","v":12},{"$f":"Engastamento!C39","v":3000},"CC","12 3000 CC 'C-43'",{"$f":"Engastamento!O39","v":662.27796610169514},{"$f":"Engastamento!P39","v":702.96787435857584},{"$f":"Engastamento!Q39","v":714.37804385010122},{"$f":"Engastamento!R39","v":2349.4415587030417},"Simples",{"$f":"Engastamento!T36","v":"C-43"}]
[null,{"$f":"Engastamento!B40","v":""},{"$f":"Engastamento!C40","v":""},"CC","",{"$f":"Engastamento!O40","v":""},{"$f":"Engastamento!P40","v":""},{"$f":"Engastamento!Q40","v":""},{"$f":"Engastamento!R40","v":""},"",{"$f":"Engastamento!T37","v":""}]
[null,{"$f":"Engastamento!B42","v":13},200,"CC","13 200 CC 'C-17'",{"$f":"Engastamento!O42","v":460.8390624999999},{"$f":"Engastamento!P42","v":530.10488528481005},{"$f":"Engastamento!Q42","v":549.34238528481001},{"$f":"Engastamento!R42","v":674.21705814105019},"Simples",{"$f":"Engastamento!T38","v":"C-17"}]
[null,{"$f":"Engastamento!B43","v":13},{"$f":"Engastamento!C43","v":400},"CC","13 400 CC 'C-17'",{"$f":"Engastamento!O43","v":460.8390624999999},{"$f":"Engastamento!P43","v":530.10488528481005},{"$f":"Engastamento!Q43","v":549.34238528481001},{"$f":"Engastamento!R43","v":793.27666305561104},"Simples",{"$f":"Engastamento!T39","v":"C-17"}]
[null,{"$f":"Engastamento!B44","v":13},{"$f":"Engastamento!C44","v":600},"CC","13 600 CC 'C-19'",{"$f":"Engastamento!O44","v":482.27343749999994},{"$f":"Engastamento!P44","v":549.10888053797464},{"$f":"Engastamento!Q44","v":567.67138053797464},{"$f":"Engastamento!R44","v":1047.0640001427114},"Simples",{"$f":"Engastamento!T40","v":"C-19"}]
[null,{"$f":"Engastamento!B45","v":13},{"$f":"Engastamento!C45","v":1000},"CC","13 1000 CC 'C-23'",{"$f":"Engastamento!O45","v":525.14218749999986},{"$f":"Engastamento!P45","v":587.11687104430371},{"$f":"Engastamento!Q45","v":604.32937104430368},{"$f":"Engastamento!R45","v":1588.1499617977538},"Simples",{"$f":"Engastamento!T41","v":"C-23"}]
[null,{"$f":"Engastamento!B46","v":13},{"$f":"Engastamento!C46","v":1500},"CC","13 1500 CC 'C-29'",{"$f":"Engastamento!O46","v":589.44531249999989},{"$f":"Engastamento!P46","v":644.12885680379736},{"$f":"Engastamento!Q46","v":659.31635680379736},{"$f":"Engastamento!R46","v":2068.7347459269949},"Simples",{"$f":"Engastamento!T42","v":"C-29"}]
[null,{"$f":"Engastamento!B47","v":13},{"$f":"Engastamento!C47","v":2000},"CC","13 2000 CC 'C-33'",{"$f":"Engastamento!O47","v":632.31406249999986},{"$f":"Engastamento!P47","v":682.13684731012643},{"$f":"Engastamento!Q47","v":695.9743473101264},{"$f":"Engastamento!R47","v":2104.2339165936614},"Simples",{"$f":"Engastamento!T43","v":"C-33"}]
[null,14,{"$f":"Engastamento!C48","v":""},"CC","",{"$f":"Engastamento!O48","v":""},{"$f":"Engastamento!P48","v":""},{"$f":"Engastamento!Q48","v":""},{"$f":"Engastamento!R48","v":""},"",{"$f":"Engastamento!T44","v":""}]
[null,{"$f":"Engastamento!B49","v":0},{"$f":"Engastamento!C49","v":""},"CC","",{"$f":"Engastamento!O49","v":""},{"$f":"Engastamento!P49","v":""},{"$f":"Engastamento!Q49","v":""},{"$f":"Engastamento!R49","v":""},"",{"$f":"Engastamento!T45","v":""}]
[null,{"$f":"Engastamento!B55","v":9},{"$f":"Engastamento!C55","v":295},"MD",{"$f":"CONCATENATE(B59,\" \",D59)","v":"9 MD"},{"$f":"Engastamento!O55","v":174.70588235294119},{"$f":"Engastamento!P55","v":280.98717267552183},{"$f":"Engastamento!Q55","v":302.44235294117647},{"$f":"Engastamento!R55","v":0},{"$f":"IF((C59*$U$7)<$T$6,\"\",IF(AND((C59*$U$7)>$T$6,$T$6<(F59*$X$8)),\"Simples\",IF(AND(($T$6>(F59*$X$8)),$T$6<(G59*$X$9)),\"ESS\",IF(AND(($T$6>(G59*$X$9)),$T$6<(H59*$X$10)),\"ESD\",IF(AND(($T$6>(H59*$X$10)),$T$6<(I59*$X$11)),\"BC\",\"\")))))","v":"ESS"}]
[null,{"$f":"Engastamento!B56","v":10},{"$f":"Engastamento!C56","v":255},"MD",{"$f":"CONCATENATE(B60,\" \",D60)","v":"10 MD"},{"$f":"Engastamento!O56","v":192.26122448979595},{"$f":"Engastamento!P56","v":290.82122448979595},{"$f":"Engastamento!Q56","v":311.06122448979596},{"$f":"Engastamento!R56","v":0},{"$f":"IF((C60*$U$7)<$T$6,\"\",IF(AND((C60*$U$7)>$T$6,$T$6<(F60*$X$8)),\"Simples\",IF(AND(($T$6>(F60*$X$8)),$T$6<(G60*$X$9)),\"ESS\",IF(AND(($T$6>(G60*$X$9)),$T$6<(H60*$X$10)),\"ESD\",IF(AND(($T$6>(H60*$X$10)),$T$6<(I60*$X$11)),\"BC\",\"\")))))","v":"ESS"}]
[null,{"$f":"Engastamento!B57","v":11},{"$f":"Engastamento!C57","v":300},"MD",{"$f":"CONCATENATE(B61,\" \",D61)","v":"11 MD"},{"$f":"Engastamento!O57","v":218.35555555555561},{"$f":"Engastamento!P57","v":313.68017867113349},{"$f":"Engastamento!Q57","v":333.20000000000005},{"$f":"Engastamento!R57","v":0},{"$f":"IF((C61*$U$7)<$T$6,\"\",IF(AND((C61*$U$7)>$T$6,$T$6<(F61*$X$8)),\"Simples\",IF(AND(($T$6>(F61*$X$8)),$T$6<(G61*$X$9)),\"ESS\",IF(AND(($T$6>(G61*$X$9)),$T$6<(H61*$X$10)),\"ESD\",IF(AND(($T$6>(H61*$X$10)),$T$6<(I61*$X$11)),\"BC\",\"\")))))","v":"Simples"}]
[null,{"$f":"Engastamento!B58","v":12},{"$f":"Engastamento!C58","v":265},"MD",{"$f":"CONCATENATE(B62,\" \",D62)","v":"12 MD"},{"$f":"Engastamento!O58","v":237.23389830508481},{"$f":"Engastamento!P58","v":330.94399004820411},{"$f":"Engastamento!Q58","v":350.07457627118652},{"$f":"Engastamento!R58","v":0},{"$f":"IF((C62*$U$7)<$T$6,\"\",IF(AND((C62*$U$7)>$T$6,$T$6<(F62*$X$8)),\"Simples\",IF(AND(($T$6>(F62*$X$8)),$T$6<(G62*$X$9)),\"ESS\",IF(AND(($T$6>(G62*$X$9)),$T$6<(H62*$X$10)),\"ESD\",IF(AND(($T$6>(H62*$X$10)),$T$6<(I62*$X$11)),\"BC\",\"\")))))","v":"Simples"}]
[null,{"$f":"Engastamento!B59","v":13},{"$f":"Engastamento!C59","v":230},"MD",{"$f":"CONCATENATE(B63,\" \",D63)","v":"13 MD"},{"$f":"Engastamento!O59","v":267.92968749999994},{"$f":"Engastamento!P59","v":359.06892800632909},{"$f":"Engastamento!Q59","v":377.61718749999994},{"$f":"Engastamento!R59","v":0},{"$f":"IF((C63*$U$7)<$T$6,\"\",IF(AND((C63*$U$7)>$T$6,$T$6<(F63*$X$8)),\"Simples\",IF(AND(($T$6>(F63*$X$8)),$T$6<(G63*$X$9)),\"ESS\",IF(AND(($T$6>(G63*$X$9)),$T$6<(H63*$X$10)),\"ESD\",IF(AND(($T$6>(H63*$X$10)),$T$6<(I63*$X$11)),\"BC\",\"\")))))","v":"Simples"}]
["Face 'A'",{"$f":"Engastamento!B99","v":9},{"$f":"Engastamento!C99","v":150},"DT",{"$f":"CONCATENATE(B64,\" \",C64,\" \",D64,\" \",A64,\" '\",K64,\"'\")","v":"9 150 DT Face 'A' 'D'"},{"$f":"Engastamento!O99","v":209.64705882352942},{"$f":"Engastamento!P99","v":309.93299430740041},{"$f":"Engastamento!Q99","v":339.02664136622394},{"$f":"Engastamento!R99","v":525.67204534392158},{"$f":"IF(C64=\"\",\"\",IF((C64*$U$8*$U$10)<$T$6,\"\",IF(AND((C64*$U$8)>$T$6,$T$6<(F64*$X$8)),\"Simples\",IF(AND(($T$6>(F64*$X$8)),$T$6<(G64*$X$9)),\"ESS\",IF(AND(($T$6>(G64*$X$9)),$T$6<(H64*$X$10)),\"ESD\",IF(AND(($T$6>(H64*$X$10)),$T$6<(I64*$X$11)),\"BC\",\"\"))))))","v":""},{"$f":"Engastamento!T99","v":"D"}]
["Face 'A'",{"$f":"Engastamento!B100","v":9},{"$f":"Engastamento!C100","v":200},"DT",{"$f":"CONCATENATE(B65,\" \",C65,\" \",D65,\" \",A65,\" '\",K65,\"'\")","v":"9 200 DT Face 'A' 'D'"},{"$f":"Engastamento!O100","v":209.64705882352942},{"$f":"Engastamento!P100","v":309.93299430740041},{"$f":"Engastamento!Q100","v":339.02664136622394},{"$f":"Engastamento!R100","v":525.67204534392158},{"$f":"IF(C65=\"\",\"\",IF((C65*$U$8*$U$10)<$T$6,\"\",IF(AND((C65*$U$8)>$T$6,$T$6<(F65*$X$8)),\"Simples\",IF(AND(($T$6>(F65*$X$8)),$T$6<(G65*$X$9)),\"ESS\",IF(AND(($T$6>(G65*$X$9)),$T$6<(H65*$X$10)),\"ESD\",IF(AND(($T$6>(H65*$X$10)),$T$6<(I65*$X$11)),\"BC\",\"\"))))))","v":""},{"$f":"Engastamento!T100","v":"D"}]
["Face 'A'",{"$f":"Engastamento!B101","v":9},{"$f":"Engastamento!C101","v":300},"DT","9 300 DT Face 'A' 'B'",{"$f":"Engastamento!O101","v":311.29411764705884},{"$f":"Engastamento!P101","v":394.13902087286527},{"$f":"Engastamento!Q101","v":418.17290322580646},{"$f":"Engastamento!R101","v":683.73283451421321},"",{"$f":"Engastamento!T101","v":"B"}]
["Face 'A'",{"$f":"Engastamento!B102","v":9},{"$f":"Engastamento!C102","v":400},"DT","9 400 DT Face 'A' 'B'",{"$f":"Engastamento!O102","v":311.29411764705884},{"$f":"Engastamento!P102","v":394.13902087286527},{"$f":"Engastamento!Q102","v":418.17290322580646},{"$f":"Engastamento!R102","v":683.73283451421321},"Simples",{"$f":"Engastamento!T102","v":"B"}]
["Face 'A'",{"$f":"Engastamento!B103","v":9},{"$f":"Engastamento!C103","v":600},"DT","9 600 DT Face 'A' 'B'",{"$f":"Engastamento!O103","v":311.29411764705884},{"$f":"Engastamento!P103","v":394.13902087286527},{"$f":"Engastamento!Q103","v":418.17290322580646},{"$f":"Engastamento!R103","v":683.73283451421321},"Simples",{"$f":"Engastamento!T103","v":"B"}]
["Face 'A'",{"$f":"Engastamento!B104","v":9},{"$f":"Engastamento!C104","v":1000},"DT","9 1000 DT Face 'A' 'B-1,5'",{"$f":"Engastamento!O104","v":344.64705882352939},{"$f":"Engastamento!P104","v":421.76912333965845},{"$f":"Engastamento!Q104","v":444.14277039848196},{"$f":"Engastamento!R104","v":772.43911423629118},"Simples",{"$f":"Engastamento!T104","v":"B-1,5"}]
["Face 'A'",{"$f":"Engastamento!B105","v":9},{"$f":"Engastamento!C105","v":""},"DT","9  DT Face 'A' ''",{"$f":"Engastamento!O105","v":""},{"$f":"Engastamento!P105","v":""},{"$f":"Engastamento!Q105","v":""},{"$f":"Engastamento!R105","v":""},"",{"$f":"Engastamento!T105","v":""}]
["Face 'A'",{"$f":"Engastamento!B106","v":9},{"$f":"Engastamento!C106","v":""},"DT","9  DT Face 'A' ''",{"$f":"Engastamento!O106","v":""},{"$f":"Engastamento!P106","v":""},{"$f":"Engastamento!Q106","v":""},{"$f":"Engastamento!R106","v":""},"",{"$f":"Engastamento!T106","v":""}]
["Face 'A'",{"$f":"Engastamento!B107","v":9},{"$f":"Engastamento!C107","v":""},"DT","9  DT Face 'A' ''",{"$f":"Engastamento!O107","v":""},{"$f":"Engastamento!P107","v":""},{"$f":"Engastamento!Q107","v":""},{"$f":"Engastamento!R107","v":""},"",{"$f":"Engastamento!T107","v":""}]
["Face 'A'",{"$f":"Engastamento!B108","v":10},{"$f":"Engastamento!C108","v":150},"DT","10 150 DT Face 'A' 'D'",{"$f":"Engastamento!O108","v":234.05714285714291},{"$f":"Engastamento!P108","v":326.2171428571429},{"$f":"Engastamento!Q108","v":352.66612244897965},{"$f":"Engastamento!R108","v":586.17301530320788},"",{"$f":"Engastamento!T108","v":"D"}]
["Face 'A'",{"$f":"Engastamento!B109","v":10},{"$f":"Engastamento!C109","v":200},"DT","10 200 DT Face 'A' 'B'",{"$f":"Engastamento!O109","v":234.05714285714291},{"$f":"Engastamento!P109","v":326.2171428571429},{"$f":"Engastamento!Q109","v":352.66612244897965},{"$f":"Engastamento!R109","v":586.17301530320788},"",{"$f":"Engastamento!T109","v":"B"}]
["Face 'A'",{"$f":"Engastamento!B110","v":10},{"$f":"Engastamento!C110","v":300},"DT","10 300 DT Face 'A' 'B'",{"$f":"Engastamento!O110","v":351.08571428571435},{"$f":"Engastamento!P110","v":425.32571428571435},{"$f":"Engastamento!Q110","v":446.63183673469393},{"$f":"Engastamento!R110","v":783.78689497238202},"",{"$f":"Engastamento!T110","v":"B"}]
["Face 'A'",{"$f":"Engastamento!B111","v":10},{"$f":"Engastamento!C111","v":400},"DT","10 400 DT Face 'A' 'B'",{"$f":"Engastamento!O111","v":351.08571428571435},{"$f":"Engastamento!P111","v":425.32571428571435},{"$f":"Engastamento!Q111","v":446.63183673469393},{"$f":"Engastamento!R111","v":783.78689497238202},"Simples",{"$f":"Engastamento!T111","v":"B"}]
["Face 'A'",{"$f":"Engastamento!B112","v":10},{"$f":"Engastamento!C112","v":600},"DT","10 600 DT Face 'A' 'B'",{"$f":"Engastamento!O112","v":351.08571428571435},{"$f":"Engastamento!P112","v":425.32571428571435},{"$f":"Engastamento!Q112","v":446.63183673469393},{"$f":"Engastamento!R112","v":783.78689497238202},"Simples",{"$f":"Engastamento!T112","v":"B"}]
["Face 'A'",{"$f":"Engastamento!B113","v":10},{"$f":"Engastamento!C113","v":1000},"DT","10 1000 DT Face 'A' 'B-1,5'",{"$f":"Engastamento!O113","v":386.1942857142858},{"$f":"Engastamento!P113","v":455.05828571428577},{"$f":"Engastamento!Q113","v":474.82155102040821},{"$f":"Engastamento!R113","v":791.64917844103229},"Simples",{"$f":"Engastamento!T113","v":"B-1,5"}]
["Face 'A'",{"$f":"Engastamento!B114","v":10},{"$f":"Engastamento!C114","v":""},"DT","10  DT Face 'A' ''",{"$f":"Engastamento!O114","v":""},{"$f":"Engastamento!P114","v":""},{"$f":"Engastamento!Q114","v":""},{"$f":"Engastamento!R114","v":""},"",{"$f":"Engastamento!T114","v":""}]
["Face 'A'",{"$f":"Engastamento!B115","v":10},{"$f":"Engastamento!C115","v":""},"DT","10  DT Face 'A' ''",{"$f":"Engastamento!O115","v":""},{"$f":"Engastamento!P115","v":""},{"$f":"Engastamento!Q115","v":""},{"$f":"Engastamento!R115","v":""},"",{"$f":"Engastamento!T115","v":""}]
["Face 'A'",{"$f":"Engastamento!B116","v":10},{"$f":"Engastamento!C116","v":""},"DT","10  DT Face 'A' ''",{"$f":"Engastamento!O116","v":""},{"$f":"Engastamento!P116","v":""},{"$f":"Engastamento!Q116","v":""},{"$f":"Engastamento!R116","v":""},"",{"$f":"Engastamento!T116","v":""}]
["Face 'A'",{"$f":"Engastamento!B117","v":11},{"$f":"Engastamento!C117","v":200},"DT","11 200 DT Face 'A' 'D'",{"$f":"Engastamento!O117","v":269.30518518518522},{"$f":"Engastamento!P117","v":357.60588870277314},{"$f":"Engastamento!Q117","v":382.63699981388424},{"$f":"Engastamento!R117","v":635.96968179410965},"",{"$f":"Engastamento!T117","v":"D"}]
["Face 'A'",{"$f":"Engastamento!B118","v":11},{"$f":"Engastamento!C118","v":300},"DT","11 300 DT Face 'A' 'B'",{"$f":"Engastamento!O118","v":407.59703703703707},{"$f":"Engastamento!P118","v":476.83281593150946},{"$f":"Engastamento!Q118","v":496.45948259817612},{"$f":"Engastamento!R118","v":846.99453758739935},"",{"$f":"Engastamento!T118","v":"B"}]
["Face 'A'",{"$f":"Engastamento!B119","v":11},{"$f":"Engastamento!C119","v":400},"DT","11 400 DT Face 'A' 'B'",{"$f":"Engastamento!O119","v":407.59703703703707},{"$f":"Engastamento!P119","v":476.83281593150946},{"$f":"Engastamento!Q119","v":496.45948259817612},{"$f":"Engastamento!R119","v":846.99453758739935},"Simples",{"$f":"Engastamento!T119","v":"B"}]
["Face 'A'",{"$f":"Engastamento!B120","v":11},{"$f":"Engastamento!C120","v":600},"DT","11 600 DT Face 'A' 'B'",{"$f":"Engastamento!O120","v":407.59703703703707},{"$f":"Engastamento!P120","v":476.83281593150946},{"$f":"Engastamento!Q120","v":496.45948259817612},{"$f":"Engastamento!R120","v":846.99453758739935},"Simples",{"$f":"Engastamento!T120","v":"B"}]
["Face 'A'",{"$f":"Engastamento!B121","v":11},{"$f":"Engastamento!C121","v":1000},"DT",{"$f":"CONCATENATE(B86,\" \",C86,\" \",D86,\" \",A86,\" '\",K86,\"'\")","v":"11 1000 DT Face 'A' 'B-1,5'"},{"$f":"Engastamento!O121","v":445.80925925925931},{"$f":"Engastamento!P121","v":509.77709845523918},{"$f":"Engastamento!Q121","v":527.91043178857251},{"$f":"Engastamento!R121","v":911.85421130440727},"Simples",{"$f":"Engastamento!T121","v":"B-1,5"}]
["Face 'A'",{"$f":"Engastamento!B122","v":11},{"$f":"Engastamento!C122","v":""},"DT","11  DT Face 'A' ''",{"$f":"Engastamento!O122","v":""},{"$f":"Engastamento!P122","v":""},{"$f":"Engastamento!Q122","v":""},{"$f":"Engastamento!R122","v":""},"",{"$f":"Engastamento!T122","v":""}]
["Face 'A'",{"$f":"Engastamento!B123","v":11},{"$f":"Engastamento!C123","v":""},"DT","11  DT Face 'A' ''",{"$f":"Engastamento!O123","v":""},{"$f":"Engastamento!P123","v":""},{"$f":"Engastamento!Q123","v":""},{"$f":"Engastamento!R123","v":""},"",{"$f":"Engastamento!T123","v":""}]
["Face 'A'",{"$f":"Engastamento!B124","v":11},{"$f":"Engastamento!C124","v":""},"DT","11  DT Face 'A' ''",{"$f":"Engastamento!O124","v":""},{"$f":"Engastamento!P124","v":""},{"$f":"Engastamento!Q124","v":""},{"$f":"Engastamento!R124","v":""},"",{"$f":"Engastamento!T124","v":""}]
["Face 'A'",{"$f":"Engastamento!B125","v":11},{"$f":"Engastamento!C125","v":""},"DT","11  DT Face 'A' ''",{"$f":"Engastamento!O125","v":""},{"$f":"Engastamento!P125","v":""},{"$f":"Engastamento!Q125","v":""},{"$f":"Engastamento!R125","v":""},"",{"$f":"Engastamento!T125","v":""}]
["Face 'A'",{"$f":"Engastamento!B126","v":12},{"$f":"Engastamento!C126","v":200},"DT","12 200 DT Face 'A' 'D'",{"$f":"Engastamento!O126","v":306.42711864406789},{"$f":"Engastamento!P126","v":391.50601772663674},{"$f":"Engastamento!Q126","v":415.36364484528082},{"$f":"Engastamento!R126","v":688.03481207253833},"",{"$f":"Engastamento!T126","v":"D"}]
["Face 'A'",{"$f":"Engastamento!B127","v":12},{"$f":"Engastamento!C127","v":300},"DT","12 300 DT Face 'A' 'B'",{"$f":"Engastamento!O127","v":470.51389830508492},{"$f":"Engastamento!P127","v":535.12454050691986},{"$f":"Engastamento!Q127","v":553.2425066086148},{"$f":"Engastamento!R127","v":953.82098119352372},"",{"$f":"Engastamento!T127","v":"B"}]
["Face 'A'",{"$f":"Engastamento!B128","v":12},{"$f":"Engastamento!C128","v":400},"DT","12 400 DT Face 'A' 'B'",{"$f":"Engastamento!O128","v":470.51389830508492},{"$f":"Engastamento!P128","v":535.12454050691986},{"$f":"Engastamento!Q128","v":553.2425066086148},{"$f":"Engastamento!R128","v":953.82098119352372},"Simples",{"$f":"Engastamento!T128","v":"B"}]
["Face 'A'",{"$f":"Engastamento!B129","v":12},{"$f":"Engastamento!C129","v":600},"DT","12 600 DT Face 'A' 'B'",{"$f":"Engastamento!O129","v":470.51389830508492},{"$f":"Engastamento!P129","v":535.12454050691986},{"$f":"Engastamento!Q129","v":553.2425066086148},{"$f":"Engastamento!R129","v":953.82098119352372},"Simples",{"$f":"Engastamento!T129","v":"B"}]
["Face 'A'",{"$f":"Engastamento!B130","v":12},{"$f":"Engastamento!C130","v":1000},"DT","12 1000 DT Face 'A' 'B-1,5'",{"$f":"Engastamento!O130","v":512.02983050847479},{"$f":"Engastamento!P130","v":571.46175711397939},{"$f":"Engastamento!Q130","v":588.12751982584382},{"$f":"Engastamento!R130","v":1023.420124528368},"Simples",{"$f":"Engastamento!T130","v":"B-1,5"}]
["Face 'A'",{"$f":"Engastamento!B131","v":12},{"$f":"Engastamento!C131","v":2000},"DT","12 2000 DT Face 'A' 'B-4,5'",{"$f":"Engastamento!O131","v":595.06169491525441},{"$f":"Engastamento!P131","v":644.13619032809845},{"$f":"Engastamento!Q131","v":657.89754626030185},{"$f":"Engastamento!R131","v":1162.7160124668715},"Simples",{"$f":"Engastamento!T131","v":"B-4,5"}]
["Face 'A'",{"$f":"Engastamento!B132","v":12},{"$f":"Engastamento!C132","v":3000},"DT","12 3000 DT Face 'A' 'B-6'",{"$f":"Engastamento!O132","v":636.57762711864439},{"$f":"Engastamento!P132","v":680.47340693515821},{"$f":"Engastamento!Q132","v":692.78255947753109},{"$f":"Engastamento!R132","v":1270.3316622277737},"Simples",{"$f":"Engastamento!T132","v":"B-6"}]
["Face 'A'",{"$f":"Engastamento!B133","v":12},{"$f":"Engastamento!C133","v":""},"DT","12  DT Face 'A' ''",{"$f":"Engastamento!O133","v":""},{"$f":"Engastamento!P133","v":""},{"$f":"Engastamento!Q133","v":""},{"$f":"Engastamento!R133","v":""},"",{"$f":"Engastamento!T133","v":""}]
["Face 'A'",{"$f":"Engastamento!B134","v":12},{"$f":"Engastamento!C134","v":""},"DT",{"$f":"CONCATENATE(B99,\" \",C99,\" \",D99,\" \",A99,\" '\",K99,\"'\")","v":"12  DT Face 'A' ''"},{"$f":"Engastamento!O134","v":""},{"$f":"Engastamento!P134","v":""},{"$f":"Engastamento!Q134","v":""},{"$f":"Engastamento!R134","v":""},"",{"$f":"Engastamento!T134","v":""}]
["Face 'A'",{"$f":"Engastamento!B135","v":13},{"$f":"Engastamento!C135","v":300},"DT","13 300 DT Face 'A' 'B'",{"$f":"Engastamento!O135","v":540.1462499999999},{"$f":"Engastamento!P135","v":600.41966772151886},{"$f":"Engastamento!Q135","v":617.15966772151887},{"$f":"Engastamento!R135","v":1072.2457135900927},"",{"$f":"Engastamento!T135","v":"B"}]
["Face 'A'",{"$f":"Engastamento!B136","v":13},{"$f":"Engastamento!C136","v":400},"DT","13 400 DT Face 'A' 'B'",{"$f":"Engastamento!O136","v":540.1462499999999},{"$f":"Engastamento!P136","v":600.41966772151886},{"$f":"Engastamento!Q136","v":617.15966772151887},{"$f":"Engastamento!R136","v":1072.2457135900927},"Simples",{"$f":"Engastamento!T136","v":"B"}]
["Face 'A'",{"$f":"Engastamento!B137","v":13},{"$f":"Engastamento!C137","v":600},"DT","13 600 DT Face 'A' 'B'",{"$f":"Engastamento!O137","v":540.1462499999999},{"$f":"Engastamento!P137","v":600.41966772151886},{"$f":"Engastamento!Q137","v":617.15966772151887},{"$f":"Engastamento!R137","v":1072.2457135900927},"Simples",{"$f":"Engastamento!T137","v":"B"}]
["Face 'A'",{"$f":"Engastamento!B138","v":13},{"$f":"Engastamento!C138","v":""},"DT","13  DT Face 'A' ''",{"$f":"Engastamento!O138","v":""},{"$f":"Engastamento!P138","v":""},{"$f":"Engastamento!Q138","v":""},{"$f":"Engastamento!R138","v":""},"",{"$f":"Engastamento!T138","v":""}]
["Face 'A'",{"$f":"Engastamento!B139","v":13},{"$f":"Engastamento!C139","v":""},"DT","13  DT Face 'A' ''",{"$f":"Engastamento!O139","v":""},{"$f":"Engastamento!P139","v":""},{"$f":"Engastamento!Q139","v":""},{"$f":"Engastamento!R139","v":""},"",{"$f":"Engastamento!T139","v":""}]
["Face 'A'",{"$f":"Engastamento!B140","v":13},{"$f":"Engastamento!C140","v":""},"DT","13  DT Face 'A' ''",{"$f":"Engastamento!O140","v":""},{"$f":"Engastamento!P140","v":""},{"$f":"Engastamento!Q140","v":""},{"$f":"Engastamento!R140","v":""},"",{"$f":"Engastamento!T140","v":""}]
["Face 'A'",{"$f":"Engastamento!B141","v":13},{"$f":"Engastamento!C141","v":""},"DT","13  DT Face 'A' ''",{"$f":"Engastamento!O141","v":""},{"$f":"Engastamento!P141","v":""},{"$f":"Engastamento!Q141","v":""},{"$f":"Engastamento!R141","v":""},"",{"$f":"Engastamento!T141","v":""}]
["Face 'A'",{"$f":"Engastamento!B142","v":13},{"$f":"Engastamento!C142","v":""},"DT","13  DT Face 'A' ''",{"$f":"Engastamento!O142","v":""},{"$f":"Engastamento!P142","v":""},{"$f":"Engastamento!Q142","v":""},{"$f":"Engastamento!R142","v":""},"",{"$f":"Engastamento!T142","v":""}]
["Face 'B'",{"$f":"Engastamento!B148","v":9},{"$f":"Engastamento!C148","v":150},"DT","9 150 DT Face 'B' 'D'",{"$f":"Engastamento!O148","v":150.88235294117646},{"$f":"Engastamento!P148","v":261.25138519924099},{"$f":"Engastamento!Q148","v":293.27020872865273},{"$f":"Engastamento!R148","v":517.80258366470468},{"$f":"IF(C108=\"\",\"\",IF((C108*$U$8)<$T$6,\"\",IF(AND((C108*$U$8)>$T$6,$T$6<(F108*$X$8)),\"Simples\",IF(AND(($T$6>(F108*$X$8)),$T$6<(G108*$X$9)),\"ESS\",IF(AND(($T$6>(G108*$X$9)),$T$6<(H108*$X$10)),\"ESD\",IF(AND(($T$6>(H108*$X$10)),$T$6<(I108*$X$11)),\"BC\",\"\"))))))","v":""},{"$f":"Engastamento!T148","v":"D"}]
["Face 'B'",{"$f":"Engastamento!B149","v":9},{"$f":"Engastamento!C149","v":200},"DT","9 200 DT Face 'B' 'D'",{"$f":"Engastamento!O149","v":150.88235294117646},{"$f":"Engastamento!P149","v":261.25138519924099},{"$f":"Engastamento!Q149","v":293.27020872865273},{"$f":"Engastamento!R149","v":517.80258366470468},{"$f":"IF(C109=\"\",\"\",IF((C109*$U$8)<$T$6,\"\",IF(AND((C109*$U$8)>$T$6,$T$6<(F109*$X$8)),\"Simples\",IF(AND(($T$6>(F109*$X$8)),$T$6<(G109*$X$9)),\"ESS\",IF(AND(($T$6>(G109*$X$9)),$T$6<(H109*$X$10)),\"ESD\",IF(AND(($T$6>(H109*$X$10)),$T$6<(I109*$X$11)),\"BC\",\"\"))))))","v":"ESS"},{"$f":"Engastamento!T149","v":"D"}]
["Face 'B'",{"$f":"Engastamento!B150","v":9},{"$f":"Engastamento!C150","v":300},"DT","9 300 DT Face 'B' 'B'",{"$f":"Engastamento!O150","v":230.29411764705881},{"$f":"Engastamento!P150","v":327.0373434535104},{"$f":"Engastamento!Q150","v":355.10322580645158},{"$f":"Engastamento!R150","v":666.32007219984177},"Simples",{"$f":"Engastamento!T150","v":"B"}]
["Face 'B'",{"$f":"Engastamento!B151","v":9},{"$f":"Engastamento!C151","v":400},"DT","9 400 DT Face 'B' 'B'",{"$f":"Engastamento!O151","v":230.29411764705881},{"$f":"Engastamento!P151","v":327.0373434535104},{"$f":"Engastamento!Q151","v":355.10322580645158},{"$f":"Engastamento!R151","v":666.32007219984177},"Simples",{"$f":"Engastamento!T151","v":"B"}]
["Face 'B'",{"$f":"Engastamento!B152","v":9},{"$f":"Engastamento!C152","v":600},"DT","9 600 DT Face 'B' 'B'",{"$f":"Engastamento!O152","v":230.29411764705881},{"$f":"Engastamento!P152","v":327.0373434535104},{"$f":"Engastamento!Q152","v":355.10322580645158},{"$f":"Engastamento!R152","v":666.32007219984177},"Simples",{"$f":"Engastamento!T152","v":"B"}]
["Face 'B'",{"$f":"Engastamento!B153","v":9},{"$f":"Engastamento!C153","v":1000},"DT","9 1000 DT Face 'B' 'B-1,5'",{"$f":"Engastamento!O153","v":254.11764705882354},{"$f":"Engastamento!P153","v":346.77313092979125},{"$f":"Engastamento!Q153","v":373.65313092979125},{"$f":"Engastamento!R153","v":719.32356560508799},"Simples",{"$f":"Engastamento!T153","v":"B-1,5"}]
["Face 'B'",{"$f":"Engastamento!B154","v":9},{"$f":"Engastamento!C154","v":""},"DT","9  DT Face 'B' ''",{"$f":"Engastamento!O154","v":""},{"$f":"Engastamento!P154","v":""},{"$f":"Engastamento!Q154","v":""},{"$f":"Engastamento!R154","v":""},"",{"$f":"Engastamento!T154","v":""}]
["Face 'B'",{"$f":"Engastamento!B155","v":9},{"$f":"Engastamento!C155","v":""},"DT","9  DT Face 'B' ''",{"$f":"Engastamento!O155","v":""},{"$f":"Engastamento!P155","v":""},{"$f":"Engastamento!Q155","v":""},{"$f":"Engastamento!R155","v":""},"",{"$f":"Engastamento!T155","v":""}]
["Face 'B'",{"$f":"Engastamento!B156","v":9},{"$f":"Engastamento!C156","v":""},"DT","9  DT Face 'B' ''",{"$f":"Engastamento!O156","v":""},{"$f":"Engastamento!P156","v":""},{"$f":"Engastamento!Q156","v":""},{"$f":"Engastamento!R156","v":""},"",{"$f":"Engastamento!T156","v":""}]
["Face 'B'",{"$f":"Engastamento!B158","v":10},{"$f":"Engastamento!C158","v":150},"DT","10 150 DT Face 'B' 'D'",{"$f":"Engastamento!O158","v":167.18367346938777},{"$f":"Engastamento!P158","v":269.58367346938775},{"$f":"Engastamento!Q158","v":298.97142857142859},{"$f":"Engastamento!R158","v":559.61122210102826},"",{"$f":"Engastamento!T158","v":"D"}]
["Face 'B'",{"$f":"Engastamento!B159","v":10},{"$f":"Engastamento!C159","v":200},"DT","10 200 DT Face 'B' 'B'",{"$f":"Engastamento!O159","v":167.18367346938777},{"$f":"Engastamento!P159","v":269.58367346938775},{"$f":"Engastamento!Q159","v":298.97142857142859},{"$f":"Engastamento!R159","v":559.61122210102826},"ESS",{"$f":"Engastamento!T159","v":"B"}]
["Face 'B'",{"$f":"Engastamento!B160","v":10},{"$f":"Engastamento!C160","v":300},"DT","10 300 DT Face 'B' 'B'",{"$f":"Engastamento!O160","v":259.13469387755106},{"$f":"Engastamento!P160","v":347.45469387755105},{"$f":"Engastamento!Q160","v":372.80163265306123},{"$f":"Engastamento!R160","v":729.52029447934183},"Simples",{"$f":"Engastamento!T160","v":"B"}]
["Face 'B'",{"$f":"Engastamento!B161","v":10},{"$f":"Engastamento!C161","v":400},"DT","10 400 DT Face 'B' 'B'",{"$f":"Engastamento!O161","v":259.13469387755106},{"$f":"Engastamento!P161","v":347.45469387755105},{"$f":"Engastamento!Q161","v":372.80163265306123},{"$f":"Engastamento!R161","v":729.52029447934183},"Simples",{"$f":"Engastamento!T161","v":"B"}]
["Face 'B'",{"$f":"Engastamento!B162","v":10},{"$f":"Engastamento!C162","v":600},"DT","10 600 DT Face 'B' 'B'",{"$f":"Engastamento!O162","v":259.13469387755106},{"$f":"Engastamento!P162","v":347.45469387755105},{"$f":"Engastamento!Q162","v":372.80163265306123},{"$f":"Engastamento!R162","v":729.52029447934183},"Simples",{"$f":"Engastamento!T162","v":"B"}]
["Face 'B'",{"$f":"Engastamento!B163","v":10},{"$f":"Engastamento!C163","v":1000},"DT","10 1000 DT Face 'B' 'B-1,5'",{"$f":"Engastamento!O163","v":284.21224489795924},{"$f":"Engastamento!P163","v":368.6922448979592},{"$f":"Engastamento!Q163","v":392.93714285714287},{"$f":"Engastamento!R163","v":783.21864194186173},"Simples",{"$f":"Engastamento!T163","v":"B-1,5"}]
["Face 'B'",{"$f":"Engastamento!B164","v":10},{"$f":"Engastamento!C164","v":""},"DT","10  DT Face 'B' ''",{"$f":"Engastamento!O164","v":""},{"$f":"Engastamento!P164","v":""},{"$f":"Engastamento!Q164","v":""},{"$f":"Engastamento!R164","v":""},"",{"$f":"Engastamento!T164","v":""}]
["Face 'B'",{"$f":"Engastamento!B165","v":10},{"$f":"Engastamento!C165","v":""},"DT","10  DT Face 'B' ''",{"$f":"Engastamento!O165","v":""},{"$f":"Engastamento!P165","v":""},{"$f":"Engastamento!Q165","v":""},{"$f":"Engastamento!R165","v":""},"",{"$f":"Engastamento!T165","v":""}]
["Face 'B'",{"$f":"Engastamento!B166","v":10},{"$f":"Engastamento!C166","v":""},"DT","10  DT Face 'B' ''",{"$f":"Engastamento!O166","v":""},{"$f":"Engastamento!P166","v":""},{"$f":"Engastamento!Q166","v":""},{"$f":"Engastamento!R166","v":""},"",{"$f":"Engastamento!T166","v":""}]
["Face 'B'",{"$f":"Engastamento!B168","v":11},{"$f":"Engastamento!C168","v":200},"DT","11 200 DT Face 'B' 'D'",{"$f":"Engastamento!O168","v":191.06111111111113},{"$f":"Engastamento!P168","v":290.1485482970408},{"$f":"Engastamento!Q168","v":318.23743718592971},{"$f":"Engastamento!R168","v":625.56205922339723},"ESS",{"$f":"Engastamento!T168","v":"D"}]
["Face 'B'",{"$f":"Engastamento!B169","v":11},{"$f":"Engastamento!C169","v":300},"DT","11 300 DT Face 'B' 'B'",{"$f":"Engastamento!O169","v":300.23888888888894},{"$f":"Engastamento!P169","v":384.27506979341155},{"$f":"Engastamento!Q169","v":408.0972920156338},{"$f":"Engastamento!R169","v":823.8952817148346},"Simples",{"$f":"Engastamento!T169","v":"B"}]
["Face 'B'",{"$f":"Engastamento!B170","v":11},{"$f":"Engastamento!C170","v":400},"DT","11 400 DT Face 'B' 'B'",{"$f":"Engastamento!O170","v":300.23888888888894},{"$f":"Engastamento!P170","v":384.27506979341155},{"$f":"Engastamento!Q170","v":408.0972920156338},{"$f":"Engastamento!R170","v":823.8952817148346},{"$f":"IF(C128=\"\",\"\",IF((C128*$U$8)<$T$6,\"\",IF(AND((C128*$U$8)>$T$6,$T$6<(F128*$X$8)),\"Simples\",IF(AND(($T$6>(F128*$X$8)),$T$6<(G128*$X$9)),\"ESS\",IF(AND(($T$6>(G128*$X$9)),$T$6<(H128*$X$10)),\"ESD\",IF(AND(($T$6>(H128*$X$10)),$T$6<(I128*$X$11)),\"BC\",\"\"))))))","v":"Simples"},{"$f":"Engastamento!T170","v":"B"}]
["Face 'B'",{"$f":"Engastamento!B171","v":11},{"$f":"Engastamento!C171","v":600},"DT",{"$f":"CONCATENATE(B129,\" \",C129,\" \",D129,\" \",A129,\" '\",K129,\"'\")","v":"11 600 DT Face 'B' 'B'"},{"$f":"Engastamento!O171","v":300.23888888888894},{"$f":"Engastamento!P171","v":384.27506979341155},{"$f":"Engastamento!Q171","v":408.0972920156338},{"$f":"Engastamento!R171","v":823.8952817148346},"Simples",{"$f":"Engastamento!T171","v":"B"}]
["Face 'B'",{"$f":"Engastamento!B172","v":11},{"$f":"Engastamento!C172","v":1000},"DT","11 1000 DT Face 'B' 'B-1,5'",{"$f":"Engastamento!O172","v":327.53333333333342},{"$f":"Engastamento!P172","v":407.80670016750429},{"$f":"Engastamento!Q172","v":430.56225572305988},{"$f":"Engastamento!R172","v":881.92192916608258},"Simples",{"$f":"Engastamento!T172","v":"B-1,5"}]
["Face 'B'",{"$f":"Engastamento!B173","v":11},{"$f":"Engastamento!C173","v":""},"DT","11  DT Face 'B' ''",{"$f":"Engastamento!O173","v":""},{"$f":"Engastamento!P173","v":""},{"$f":"Engastamento!Q173","v":""},{"$f":"Engastamento!R173","v":""},"",{"$f":"Engastamento!T173","v":""}]
["Face 'B'",{"$f":"Engastamento!B174","v":11},{"$f":"Engastamento!C174","v":""},"DT","11  DT Face 'B' ''",{"$f":"Engastamento!O174","v":""},{"$f":"Engastamento!P174","v":""},{"$f":"Engastamento!Q174","v":""},{"$f":"Engastamento!R174","v":""},"",{"$f":"Engastamento!T174","v":""}]
["Face 'B'",{"$f":"Engastamento!B175","v":11},{"$f":"Engastamento!C175","v":""},"DT","11  DT Face 'B' ''",{"$f":"Engastamento!O175","v":""},{"$f":"Engastamento!P175","v":""},{"$f":"Engastamento!Q175","v":""},{"$f":"Engastamento!R175","v":""},"",{"$f":"Engastamento!T175","v":""}]
["Face 'B'",{"$f":"Engastamento!B176","v":11},{"$f":"Engastamento!C176","v":""},"DT","11  DT Face 'B' ''",{"$f":"Engastamento!O176","v":""},{"$f":"Engastamento!P176","v":""},{"$f":"Engastamento!Q176","v":""},{"$f":"Engastamento!R176","v":""},"",{"$f":"Engastamento!T176","v":""}]
["Face 'B'",{"$f":"Engastamento!B178","v":12},{"$f":"Engastamento!C178","v":200},"DT","12 200 DT Face 'B' 'D'",{"$f":"Engastamento!O178","v":227.34915254237296},{"$f":"Engastamento!P178","v":322.29227180842804},{"$f":"Engastamento!Q178","v":348.91600062198739},{"$f":"Engastamento!R178","v":701.42789746927519},"Simples",{"$f":"Engastamento!T178","v":"D"}]
["Face 'B'",{"$f":"Engastamento!B179","v":12},{"$f":"Engastamento!C179","v":300},"DT","12 300 DT Face 'B' 'B'",{"$f":"Engastamento!O179","v":345.96610169491538},{"$f":"Engastamento!P179","v":426.11289068574109},{"$f":"Engastamento!Q179","v":448.58746695692753},{"$f":"Engastamento!R179","v":928.70991795590328},"Simples",{"$f":"Engastamento!T179","v":"B"}]
["Face 'B'",{"$f":"Engastamento!B180","v":12},{"$f":"Engastamento!C180","v":400},"DT","12 400 DT Face 'B' 'B'",{"$f":"Engastamento!O180","v":345.96610169491538},{"$f":"Engastamento!P180","v":426.11289068574109},{"$f":"Engastamento!Q180","v":448.58746695692753},{"$f":"Engastamento!R180","v":928.70991795590328},"Simples",{"$f":"Engastamento!T180","v":"B"}]
["Face 'B'",{"$f":"Engastamento!B181","v":12},{"$f":"Engastamento!C181","v":600},"DT","12 600 DT Face 'B' 'B'",{"$f":"Engastamento!O181","v":345.96610169491538},{"$f":"Engastamento!P181","v":426.11289068574109},{"$f":"Engastamento!Q181","v":448.58746695692753},{"$f":"Engastamento!R181","v":928.70991795590328},"Simples",{"$f":"Engastamento!T181","v":"B"}]
["Face 'B'",{"$f":"Engastamento!B182","v":12},{"$f":"Engastamento!C182","v":1000},"DT","12 1000 DT Face 'B' 'B-1,5'",{"$f":"Engastamento!O182","v":375.62033898305094},{"$f":"Engastamento!P182","v":452.06804540506931},{"$f":"Engastamento!Q182","v":473.50533354066255},{"$f":"Engastamento!R182","v":989.81701831937528},"Simples",{"$f":"Engastamento!T182","v":"B-1,5"}]
["Face 'B'",{"$f":"Engastamento!B183","v":12},{"$f":"Engastamento!C183","v":2000},"DT","12 2000 DT Face 'B' 'B-4,5'",{"$f":"Engastamento!O183","v":434.92881355932224},{"$f":"Engastamento!P183","v":503.97835484372592},{"$f":"Engastamento!Q183","v":523.34106670813276},{"$f":"Engastamento!R183","v":1115.1288156651478},"Simples",{"$f":"Engastamento!T183","v":"B-4,5"}]
["Face 'B'",{"$f":"Engastamento!B184","v":12},{"$f":"Engastamento!C184","v":3000},"DT","12 3000 DT Face 'B' 'B-6'",{"$f":"Engastamento!O184","v":464.5830508474578},{"$f":"Engastamento!P184","v":529.93350956305414},{"$f":"Engastamento!Q184","v":548.25893329186772},{"$f":"Engastamento!R184","v":1181.5440749280024},"Simples",{"$f":"Engastamento!T184","v":"B-6"}]
["Face 'B'",{"$f":"Engastamento!B185","v":12},{"$f":"Engastamento!C185","v":""},"DT","12  DT Face 'B' ''",{"$f":"Engastamento!O185","v":""},{"$f":"Engastamento!P185","v":""},{"$f":"Engastamento!Q185","v":""},{"$f":"Engastamento!R185","v":""},"",{"$f":"Engastamento!T185","v":""}]
["Face 'B'",{"$f":"Engastamento!B186","v":12},{"$f":"Engastamento!C186","v":""},"DT","12  DT Face 'B' ''",{"$f":"Engastamento!O186","v":""},{"$f":"Engastamento!P186","v":""},{"$f":"Engastamento!Q186","v":""},{"$f":"Engastamento!R186","v":""},"",{"$f":"Engastamento!T186","v":""}]
["Face 'B'",{"$f":"Engastamento!B188","v":13},{"$f":"Engastamento!C188","v":300},"DT","13 300 DT Face 'B' 'B'",{"$f":"Engastamento!O188","v":396.53593749999987},{"$f":"Engastamento!P188","v":473.09289952531634},{"$f":"Engastamento!Q188","v":494.35539952531633},{"$f":"Engastamento!R188","v":1042.4027056570144},"Simples",{"$f":"Engastamento!T188","v":"B"}]
["Face 'B'",{"$f":"Engastamento!B189","v":13},{"$f":"Engastamento!C189","v":400},"DT","13 400 DT Face 'B' 'B'",{"$f":"Engastamento!O189","v":396.53593749999987},{"$f":"Engastamento!P189","v":473.09289952531634},{"$f":"Engastamento!Q189","v":494.35539952531633},{"$f":"Engastamento!R189","v":1042.4027056570144},"Simples",{"$f":"Engastamento!T189","v":"B"}]
["Face 'B'",{"$f":"Engastamento!B190","v":13},{"$f":"Engastamento!C190","v":600},"DT","13 600 DT Face 'B' 'B'",{"$f":"Engastamento!O190","v":396.53593749999987},{"$f":"Engastamento!P190","v":473.09289952531634},{"$f":"Engastamento!Q190","v":494.35539952531633},{"$f":"Engastamento!R190","v":1042.4027056570144},"Simples",{"$f":"Engastamento!T190","v":"B"}]
["Face 'B'",{"$f":"Engastamento!B191","v":13},{"$f":"Engastamento!C191","v":""},"DT","13  DT Face 'B' ''",{"$f":"Engastamento!O191","v":""},{"$f":"Engastamento!P191","v":""},{"$f":"Engastamento!Q191","v":""},{"$f":"Engastamento!R191","v":""},"",{"$f":"Engastamento!T191","v":""}]
["Face 'B'",{"$f":"Engastamento!B192","v":13},{"$f":"Engastamento!C192","v":""},"DT","13  DT Face 'B' ''",{"$f":"Engastamento!O192","v":""},{"$f":"Engastamento!P192","v":""},{"$f":"Engastamento!Q192","v":""},{"$f":"Engastamento!R192","v":""},"",{"$f":"Engastamento!T192","v":""}]
["Face 'B'",{"$f":"Engastamento!B193","v":13},{"$f":"Engastamento!C193","v":""},"DT","13  DT Face 'B' ''",{"$f":"Engastamento!O193","v":""},{"$f":"Engastamento!P193","v":""},{"$f":"Engastamento!Q193","v":""},{"$f":"Engastamento!R193","v":""},"",{"$f":"Engastamento!T193","v":""}]
["Face 'B'",{"$f":"Engastamento!B194","v":13},{"$f":"Engastamento!C194","v":""},"DT","13  DT Face 'B' ''",{"$f":"Engastamento!O194","v":""},{"$f":"Engastamento!P194","v":""},{"$f":"Engastamento!Q194","v":""},{"$f":"Engastamento!R194","v":""},"",{"$f":"Engastamento!T194","v":""}]
["Face 'B'",{"$f":"Engastamento!B195","v":13},{"$f":"Engastamento!C195","v":""},"DT","13  DT Face 'B' ''",{"$f":"Engastamento!O195","v":""},{"$f":"Engastamento!P195","v":""},{"$f":"Engastamento!Q195","v":""},{"$f":"Engastamento!R195","v":""},"",{"$f":"Engastamento!T195","v":""}]

{"sheet":"Parametros","index":11,"n_rows":62,"n_cols":12,"rows_kept":62,"cut":false,"hidden":false,"merged":[[24,0,24,1],[24,4,24,5],[24,7,24,8],[16,10,16,11],[17,10,18,10],[17,11,18,11],[23,7,23,8],[1,0,1,7],[4,0,4,1],[15,7,15,8],[16,0,16,1],[16,4,16,5],[16,7,16,8]]}
[]
["ATENÇÃO NUNCA EXCLUIR NEM INCLUIR LINHAS NEM COLUNAS NESTA PLANILHA"]
[]
[]
["PARÂMETROS PARA MÉTODO DE NEWTON RAPSON"]
[]
["E0 (erro admissível)",9.9999999999999994E-12]
["Máx de iterações",10000]
["X0 (valor inicial)",0.5]
["PI",{"$f":"PI()","v":3.1415926535897931}]
["Iterações do Último Cálculo"]
[]
[]
[]
[]
[]
["COEFICIENTES PARA CÁLCULO DO VENTO NAS ESTRUTURAS",null,null,null,"Valores admissíveis para esforços nos postes de concreto (DT)",null,null,"Valores admissíveis para esforços nos postes demadeira (MD)",null,null,"Utilização da face \"A\" (concava) do poste"]
["coeficiente de transformação",4.4999999999999997E-3,null,null,"Topo",1,null,"Topo",1,null,"Máximo da nominal",0.5]
["Efetividade de vento sobre os cabos",0.8,null,null,"Distribuido",1,null,"Distribuido",1]
[]
[]
[]
[]
[]
["Dados para o Cálculo de flechas inicio e fim dos cálculos",null,null,null,"Valores admissíveis para esforços nos postes de concreto (CC)",null,null,"Valores admissíveis para esforços nos estais auxiliares"]
["temperatura inicial",-5,null,null,"Topo",1.1000000000000001,null,"SIMPLES",0.8]
["temperatura final",50,null,null,"Distribuido",1.1000000000000001,null,"ESS",0.8]
["variar temp. de X º",5,null,null,null,null,null,"ESD",0.8]
["vão inicial (no caso de tabelas)",30,null,null,null,null,null,"BC",1]
["vão final (no caso de tabelas)",270]
["variar de (no caso de tabelas)",5]
["Tração de projeto a temperatura de",5]
[]
[]
["Empresa:","FECOERGS"]
["Versão","4.1"]
["Ultima Atualização em:","Março - 2015"]
[]
[]
[null,15,"N1 - M1 - B1",null,"Maior vão Permitido (Urbana)",80]
[null,48,"N1 - M1",null,"Maior ângulo Permitido",180]
[null,50,"M2 - B2"]
[null,10,"M2"]
[null,36,"M4 - B4",null,"CAA","Cabo de Alumínio com Alma de Aço - CAA"]
[null,6,"M4",null,"CA","Cabo de Alumínio - CA"]
[null,41,"\"N3 + N3'",null,"CAZ","Cabo de Aço Zincado - CAZ"]
[null,null,null,null,"CAL","Cabo de Liga de Alumínio - CAL"]
[null,null,null,null,"AÇO","Cabo de Aço"]
["recalcular valores","Sim","sim",null,"XLPE","Cabo Protegido - XLPE"]
["recalcular valores",null,"sim",null,"CA-XLPE","Cabo Multiplexado"]
["recalcular valores",null,"Yes",null,"CC","Cabo de cobre - CC"]
["recalcular valores",null,"Yes",null,"CAL-1120","Cabo de Liga de Alumínio Liga 1120- CAL-1120"]
["recalcular valores",null,"Yes"]
["recalcular valores",null,"Yes"]
["recalcular valores",null,"Yes"]
["recalcular valores",null,"Yes"]
["recalcular valores",null,"Yes"]
["recalcular valores",null,"Yes"]
["recalcular valores",null,"Yes"]
["recalcular valores",null,"Yes"]
["recalcular valores",null,"Yes"]
["recalcular valores",null,"Yes"]

{"sheet":"Multiplex","index":12,"n_rows":39,"n_cols":29,"rows_kept":39,"cut":false,"hidden":true,"merged":[[16,24,18,24],[18,7,18,17],[10,19,10,20],[14,18,37,18],[14,19,15,24],[14,7,14,17],[16,7,16,17],[12,7,12,8],[16,19,18,19],[16,20,18,20],[16,21,18,21],[38,3,38,4],[38,8,38,14],[38,16,38,17],[17,2,17,4],[14,1,16,2],[14,3,16,4],[7,19,7,20],[8,4,8,9],[8,17,8,18],[8,19,8,20],[12,1,12,3],[12,15,12,16],[7,4,7,9],[7,17,7,18],[9,4,9,8],[9,17,9,18],[9,19,9,20],[10,4,10,9],[10,17,10,18],[0,2,1,24],[2,1,2,3],[2,4,2,17],[3,1,4,2],[3,3,4,3],[3,4,3,9],[3,17,3,18],[4,19,4,20],[3,19,3,20],[4,4,4,9],[4,17,4,18],[6,4,6,9],[6,17,6,18],[6,19,6,20],[5,4,5,9],[5,17,5,18],[5,19,5,20]]}
[]
[]
[null,"DADOS DO POSTE",null,null,"DADOS DO CABO"]
[null,"Relação\nassimétrica :",null,2,"CABO - SEÇÃO",null,null,null,null,null,25,35,50,70,95,120,150,185,null,"mm2"]
[null,null,null,null,"DIÂMETRO DO CABO",null,null,null,null,null,31.09,34,36.85,40.5,45.05,49.5,51,null,null,"mm"]
[null,null,null,null,"SEÇÃO DO NEUTRO",null,null,null,null,null,49.48,49.48,49.48,49.48,49.48,65.44,65.44,null,null,"mm2"]
[null,null,null,null,"MÓDULO DE ELASTICIDADE",null,null,null,null,null,6000,6000,6000,600,6000,600,6325,null,null,"kg/mm2"]
[null,null,null,null,"COEF.DILATAÇÃO LINEAR",null,null,null,null,null,2.3E-5,2.3E-5,2.3E-5,2.3E-5,2.3E-5,2.3E-5,2.3E-5,null,null,"ºC -1"]
[null,null,null,null,"CARGA DE RUPTURA (SUPORTE)",null,null,null,null,null,1425,1425,1425,1425,1995,1995,1995,null,null,"kg"]
[null,null,null,null,"TRAÇÃO MÁX. ADM.                         coef.seg.=",null,null,null,null,{"$f":"E13","v":0.2},{"$f":"K9*$J10","v":285},285,285,285,399,399,399,null,null,"kg"]
[null,null,null,null,"PESO SEM CARGA",null,null,null,null,null,0.58499999999999996,0.65,0.81,0.98499999999999999,1.32,1.66,1.702,null,null,"kg/m"]
[]
[null,"Tração máx admissível",null,null,0.2,null,null,"condutor:",null,70,"mm2",null,null,null,null,"cantão nº :",null,1]
[]
[null,null,null,{"$f":"J13","v":70},null,null,null,"TRAÇÕES E  FLECHAS DE MONTAGEM",null,null,null,null,null,null,null,null,null,null,null,"ESFORÇO NO POSTE - daN"]
[null,null,null,null,null,null,null,"0 °C","5 °C","10 °C","15 °C","20 °C","25 °C","30 °C","35 °C","40 °C","45 °C","50 °C"]
[null,null,null,null,null,null,null,"trações - daN",null,null,null,null,null,null,null,null,null,null,null,"poste\n nº","nº poste\nderivação","tração\nhorizontal",null,null,"tração\nvertical"]
[null,null,"vão",null,null,"proj.horizontal",null,{"$f":"Calc_flexa_Multiplex!J43","v":180.58762594039121},{"$f":"Calc_flexa_Multiplex!K43","v":178.90854630535767},{"$f":"Calc_flexa_Multiplex!L43","v":177.25331306918261},{"$f":"Calc_flexa_Multiplex!M43","v":175.62178558035907},{"$f":"Calc_flexa_Multiplex!I67","v":174.01381112148448},{"$f":"Calc_flexa_Multiplex!J67","v":172.42922540226954},{"$f":"Calc_flexa_Multiplex!K67","v":170.86785307230386},{"$f":"Calc_flexa_Multiplex!L67","v":169.32950825031472},{"$f":"Calc_flexa_Multiplex!M67","v":167.81399506703465},{"$f":"Calc_flexa_Multiplex!N67","v":166.3211082185677},{"$f":"Calc_flexa_Multiplex!O67","v":164.85063352731865}]
[null,"nº","compr.","desnível","deflexão","m",null,"flechas - m"]
[null,1,50,0,null,{"$f":"SQRT(ABS((C20^2-D20^2)))","v":50},null,{"$f":"Calc_flexa_Multiplex!J45","v":1.7071460898757409},{"$f":"Calc_flexa_Multiplex!K45","v":1.7232181499083805},{"$f":"Calc_flexa_Multiplex!L45","v":1.7393614094676313},{"$f":"Calc_flexa_Multiplex!M45","v":1.7555727076408993},{"$f":"Calc_flexa_Multiplex!I69","v":1.7718488832924719},{"$f":"Calc_flexa_Multiplex!J69","v":1.788186780546474},{"$f":"Calc_flexa_Multiplex!K69","v":1.8045832540889692},{"$f":"Calc_flexa_Multiplex!L69","v":1.8210351742723312},{"$f":"Calc_flexa_Multiplex!M69","v":1.8375394320036031},{"$f":"Calc_flexa_Multiplex!N69","v":1.8540929434036197},{"$f":"Calc_flexa_Multiplex!O69","v":1.8706926542249391},null,null,null,{"$f":"IF(U20>0, \"ver poste\",Calc_flexa_Multiplex!AZ102)","v":329.95193219905241},{"$f":"IF(U20>0, U20,X20)","v":380.57693219905241},{"$f":"IF(U20>0, 0, Calc_flexa_Multiplex!AY102)","v":380.57693219905241},{"$f":"IF(U20>0,0,Calc_flexa_Multiplex!BC102)","v":24.625}]
[null,2,null,0,null,{"$f":"SQRT(ABS((C21^2-D21^2)))","v":0},null,{"$f":"Calc_flexa_Multiplex!J46","v":0},{"$f":"Calc_flexa_Multiplex!K46","v":0},{"$f":"Calc_flexa_Multiplex!L46","v":0},{"$f":"Calc_flexa_Multiplex!M46","v":0},{"$f":"Calc_flexa_Multiplex!I70","v":0},{"$f":"Calc_flexa_Multiplex!J70","v":0},{"$f":"Calc_flexa_Multiplex!K70","v":0},{"$f":"Calc_flexa_Multiplex!L70","v":0},{"$f":"Calc_flexa_Multiplex!M70","v":0},{"$f":"Calc_flexa_Multiplex!N70","v":0},{"$f":"Calc_flexa_Multiplex!O70","v":0},null,{"$f":"IF(C21=0,0,T20+1)","v":0},null,{"$f":"IF($U21>0, \"ver poste\", Calc_flexa_Multiplex!$AX6)","v":0},{"$f":"IF($U21>0,U21, Calc_flexa_Multiplex!$AX6)","v":0},{"$f":"IF(U21>0,0,W21*$D$4)","v":0},{"$f":"IF(U21>0,0,Calc_flexa_Multiplex!BC6)","v":0},null,null,null,"Dados CPFL"]
[null,{"$f":"IF(C22>0,B21+1,0)","v":0},null,0,null,0,null,{"$f":"Calc_flexa_Multiplex!J47","v":0},{"$f":"Calc_flexa_Multiplex!K47","v":0},{"$f":"Calc_flexa_Multiplex!L47","v":0},{"$f":"Calc_flexa_Multiplex!M47","v":0},{"$f":"Calc_flexa_Multiplex!I71","v":0},{"$f":"Calc_flexa_Multiplex!J71","v":0},{"$f":"Calc_flexa_Multiplex!K71","v":0},{"$f":"Calc_flexa_Multiplex!L71","v":0},{"$f":"Calc_flexa_Multiplex!M71","v":0},{"$f":"Calc_flexa_Multiplex!N71","v":0},{"$f":"Calc_flexa_Multiplex!O71","v":0},null,0,null,{"$f":"IF($U22>0, \"ver poste\", Calc_flexa_Multiplex!$AX7)","v":0},{"$f":"IF($U22>0,U22, Calc_flexa_Multiplex!$AX7)","v":0},0,{"$f":"IF(U22>0,0,Calc_flexa_Multiplex!BC7)","v":0}]
[null,0,null,0,null,0,null,{"$f":"Calc_flexa_Multiplex!J48","v":0},{"$f":"Calc_flexa_Multiplex!K48","v":0},{"$f":"Calc_flexa_Multiplex!L48","v":0},{"$f":"Calc_flexa_Multiplex!M48","v":0},{"$f":"Calc_flexa_Multiplex!I72","v":0},{"$f":"Calc_flexa_Multiplex!J72","v":0},{"$f":"Calc_flexa_Multiplex!K72","v":0},{"$f":"Calc_flexa_Multiplex!L72","v":0},{"$f":"Calc_flexa_Multiplex!M72","v":0},{"$f":"Calc_flexa_Multiplex!N72","v":0},{"$f":"Calc_flexa_Multiplex!O72","v":0},null,0,null,{"$f":"IF($U23>0, \"ver poste\", Calc_flexa_Multiplex!$AX8)","v":0},{"$f":"IF($U23>0,U23, Calc_flexa_Multiplex!$AX8)","v":0},0,{"$f":"IF(U23>0,0,Calc_flexa_Multiplex!BC8)","v":0}]
[null,0,null,0,null,0,null,{"$f":"Calc_flexa_Multiplex!J49","v":0},{"$f":"Calc_flexa_Multiplex!K49","v":0},{"$f":"Calc_flexa_Multiplex!L49","v":0},{"$f":"Calc_flexa_Multiplex!M49","v":0},{"$f":"Calc_flexa_Multiplex!I73","v":0},{"$f":"Calc_flexa_Multiplex!J73","v":0},{"$f":"Calc_flexa_Multiplex!K73","v":0},{"$f":"Calc_flexa_Multiplex!L73","v":0},{"$f":"Calc_flexa_Multiplex!M73","v":0},{"$f":"Calc_flexa_Multiplex!N73","v":0},{"$f":"Calc_flexa_Multiplex!O73","v":0},null,0,null,{"$f":"IF($U24>0, \"ver poste\", Calc_flexa_Multiplex!$AX9)","v":0},{"$f":"IF($U24>0,U24, Calc_flexa_Multiplex!$AX9)","v":0},0,{"$f":"IF(U24>0,0,Calc_flexa_Multiplex!BC9)","v":0}]
[null,0,null,null,null,0,null,{"$f":"Calc_flexa_Multiplex!J50","v":0},{"$f":"Calc_flexa_Multiplex!K50","v":0},{"$f":"Calc_flexa_Multiplex!L50","v":0},{"$f":"Calc_flexa_Multiplex!M50","v":0},{"$f":"Calc_flexa_Multiplex!I74","v":0},{"$f":"Calc_flexa_Multiplex!J74","v":0},{"$f":"Calc_flexa_Multiplex!K74","v":0},{"$f":"Calc_flexa_Multiplex!L74","v":0},{"$f":"Calc_flexa_Multiplex!M74","v":0},{"$f":"Calc_flexa_Multiplex!N74","v":0},{"$f":"Calc_flexa_Multiplex!O74","v":0},null,0,null,{"$f":"IF($U25>0, \"ver poste\", Calc_flexa_Multiplex!$AX10)","v":0},{"$f":"IF($U25>0,U25, Calc_flexa_Multiplex!$AX10)","v":0},0,{"$f":"IF(U25>0,0,Calc_flexa_Multiplex!BC10)","v":0}]
[null,0,null,null,null,0,null,{"$f":"Calc_flexa_Multiplex!J51","v":0},{"$f":"Calc_flexa_Multiplex!K51","v":0},{"$f":"Calc_flexa_Multiplex!L51","v":0},{"$f":"Calc_flexa_Multiplex!M51","v":0},{"$f":"Calc_flexa_Multiplex!I75","v":0},{"$f":"Calc_flexa_Multiplex!J75","v":0},{"$f":"Calc_flexa_Multiplex!K75","v":0},{"$f":"Calc_flexa_Multiplex!L75","v":0},{"$f":"Calc_flexa_Multiplex!M75","v":0},{"$f":"Calc_flexa_Multiplex!N75","v":0},{"$f":"Calc_flexa_Multiplex!O75","v":0},null,0,null,{"$f":"IF($U26>0, \"ver poste\", Calc_flexa_Multiplex!$AX11)","v":0},{"$f":"IF($U26>0,U26, Calc_flexa_Multiplex!$AX11)","v":0},0,{"$f":"IF(U26>0,0,Calc_flexa_Multiplex!BC11)","v":0}]
[null,0,null,null,null,0,null,{"$f":"Calc_flexa_Multiplex!J52","v":0},{"$f":"Calc_flexa_Multiplex!K52","v":0},{"$f":"Calc_flexa_Multiplex!L52","v":0},{"$f":"Calc_flexa_Multiplex!M52","v":0},{"$f":"Calc_flexa_Multiplex!I76","v":0},{"$f":"Calc_flexa_Multiplex!J76","v":0},{"$f":"Calc_flexa_Multiplex!K76","v":0},{"$f":"Calc_flexa_Multiplex!L76","v":0},{"$f":"Calc_flexa_Multiplex!M76","v":0},{"$f":"Calc_flexa_Multiplex!N76","v":0},{"$f":"Calc_flexa_Multiplex!O76","v":0},null,0,null,{"$f":"IF($U27>0, \"ver poste\", Calc_flexa_Multiplex!$AX12)","v":0},{"$f":"IF($U27>0,U27, Calc_flexa_Multiplex!$AX12)","v":0},0,{"$f":"IF(U27>0,0,Calc_flexa_Multiplex!BC12)","v":0}]
[null,0,null,null,null,0,null,{"$f":"Calc_flexa_Multiplex!J53","v":0},{"$f":"Calc_flexa_Multiplex!K53","v":0},{"$f":"Calc_flexa_Multiplex!L53","v":0},{"$f":"Calc_flexa_Multiplex!M53","v":0},{"$f":"Calc_flexa_Multiplex!I77","v":0},{"$f":"Calc_flexa_Multiplex!J77","v":0},{"$f":"Calc_flexa_Multiplex!K77","v":0},{"$f":"Calc_flexa_Multiplex!L77","v":0},{"$f":"Calc_flexa_Multiplex!M77","v":0},{"$f":"Calc_flexa_Multiplex!N77","v":0},{"$f":"Calc_flexa_Multiplex!O77","v":0},null,0,null,{"$f":"IF($U28>0, \"ver poste\", Calc_flexa_Multiplex!$AX13)","v":0},{"$f":"IF($U28>0,U28, Calc_flexa_Multiplex!$AX13)","v":0},0,{"$f":"IF(U28>0,0,Calc_flexa_Multiplex!BC13)","v":0}]
[null,0,null,null,null,0,null,{"$f":"Calc_flexa_Multiplex!J54","v":0},{"$f":"Calc_flexa_Multiplex!K54","v":0},{"$f":"Calc_flexa_Multiplex!L54","v":0},{"$f":"Calc_flexa_Multiplex!M54","v":0},{"$f":"Calc_flexa_Multiplex!I78","v":0},{"$f":"Calc_flexa_Multiplex!J78","v":0},{"$f":"Calc_flexa_Multiplex!K78","v":0},{"$f":"Calc_flexa_Multiplex!L78","v":0},{"$f":"Calc_flexa_Multiplex!M78","v":0},{"$f":"Calc_flexa_Multiplex!N78","v":0},{"$f":"Calc_flexa_Multiplex!O78","v":0},null,0,null,{"$f":"IF($U29>0, \"ver poste\", Calc_flexa_Multiplex!$AX14)","v":0},{"$f":"IF($U29>0,U29, Calc_flexa_Multiplex!$AX14)","v":0},0,{"$f":"IF(U29>0,0,Calc_flexa_Multiplex!BC14)","v":0}]
[null,0,null,null,null,0,null,{"$f":"Calc_flexa_Multiplex!J55","v":0},{"$f":"Calc_flexa_Multiplex!K55","v":0},{"$f":"Calc_flexa_Multiplex!L55","v":0},{"$f":"Calc_flexa_Multiplex!M55","v":0},{"$f":"Calc_flexa_Multiplex!I79","v":0},{"$f":"Calc_flexa_Multiplex!J79","v":0},{"$f":"Calc_flexa_Multiplex!K79","v":0},{"$f":"Calc_flexa_Multiplex!L79","v":0},{"$f":"Calc_flexa_Multiplex!M79","v":0},{"$f":"Calc_flexa_Multiplex!N79","v":0},{"$f":"Calc_flexa_Multiplex!O79","v":0},null,0,null,{"$f":"IF($U30>0, \"ver poste\", Calc_flexa_Multiplex!$AX15)","v":0},{"$f":"IF($U30>0,U30, Calc_flexa_Multiplex!$AX15)","v":0},0,{"$f":"IF(U30>0,0,Calc_flexa_Multiplex!BC15)","v":0}]
[null,0,null,null,null,0,null,{"$f":"Calc_flexa_Multiplex!J56","v":0},{"$f":"Calc_flexa_Multiplex!K56","v":0},{"$f":"Calc_flexa_Multiplex!L56","v":0},{"$f":"Calc_flexa_Multiplex!M56","v":0},{"$f":"Calc_flexa_Multiplex!I80","v":0},{"$f":"Calc_flexa_Multiplex!J80","v":0},{"$f":"Calc_flexa_Multiplex!K80","v":0},{"$f":"Calc_flexa_Multiplex!L80","v":0},{"$f":"Calc_flexa_Multiplex!M80","v":0},{"$f":"Calc_flexa_Multiplex!N80","v":0},{"$f":"Calc_flexa_Multiplex!O80","v":0},null,0,null,{"$f":"IF($U31>0, \"ver poste\", Calc_flexa_Multiplex!$AX16)","v":0},{"$f":"IF($U31>0,U31, Calc_flexa_Multiplex!$AX16)","v":0},0,{"$f":"IF(U31>0,0,Calc_flexa_Multiplex!BC16)","v":0}]
[null,0,null,null,null,0,null,{"$f":"Calc_flexa_Multiplex!J57","v":0},{"$f":"Calc_flexa_Multiplex!K57","v":0},{"$f":"Calc_flexa_Multiplex!L57","v":0},{"$f":"Calc_flexa_Multiplex!M57","v":0},{"$f":"Calc_flexa_Multiplex!I81","v":0},{"$f":"Calc_flexa_Multiplex!J81","v":0},{"$f":"Calc_flexa_Multiplex!K81","v":0},{"$f":"Calc_flexa_Multiplex!L81","v":0},{"$f":"Calc_flexa_Multiplex!M81","v":0},{"$f":"Calc_flexa_Multiplex!N81","v":0},{"$f":"Calc_flexa_Multiplex!O81","v":0},null,0,null,{"$f":"IF($U32>0, \"ver poste\", Calc_flexa_Multiplex!$AX17)","v":0},{"$f":"IF($U32>0,U32, Calc_flexa_Multiplex!$AX17)","v":0},0,{"$f":"IF(U32>0,0,Calc_flexa_Multiplex!BC17)","v":0}]
[null,0,null,null,null,0,null,{"$f":"Calc_flexa_Multiplex!J58","v":0},{"$f":"Calc_flexa_Multiplex!K58","v":0},{"$f":"Calc_flexa_Multiplex!L58","v":0},{"$f":"Calc_flexa_Multiplex!M58","v":0},{"$f":"Calc_flexa_Multiplex!I82","v":0},{"$f":"Calc_flexa_Multiplex!J82","v":0},{"$f":"Calc_flexa_Multiplex!K82","v":0},{"$f":"Calc_flexa_Multiplex!L82","v":0},{"$f":"Calc_flexa_Multiplex!M82","v":0},{"$f":"Calc_flexa_Multiplex!N82","v":0},{"$f":"Calc_flexa_Multiplex!O82","v":0},null,0,null,{"$f":"IF($U33>0, \"ver poste\", Calc_flexa_Multiplex!$AX18)","v":0},{"$f":"IF($U33>0,U33, Calc_flexa_Multiplex!$AX18)","v":0},0,{"$f":"IF(U33>0,0,Calc_flexa_Multiplex!BC18)","v":0}]
[null,0,null,null,null,0,null,{"$f":"Calc_flexa_Multiplex!J59","v":0},{"$f":"Calc_flexa_Multiplex!K59","v":0},{"$f":"Calc_flexa_Multiplex!L59","v":0},{"$f":"Calc_flexa_Multiplex!M59","v":0},{"$f":"Calc_flexa_Multiplex!I83","v":0},{"$f":"Calc_flexa_Multiplex!J83","v":0},{"$f":"Calc_flexa_Multiplex!K83","v":0},{"$f":"Calc_flexa_Multiplex!L83","v":0},{"$f":"Calc_flexa_Multiplex!M83","v":0},{"$f":"Calc_flexa_Multiplex!N83","v":0},{"$f":"Calc_flexa_Multiplex!O83","v":0},null,0,null,{"$f":"IF($U34>0, \"ver poste\", Calc_flexa_Multiplex!$AX19)","v":0},{"$f":"IF($U34>0,U34, Calc_flexa_Multiplex!$AX19)","v":0},0,{"$f":"IF(U34>0,0,Calc_flexa_Multiplex!BC19)","v":0}]
[null,0,null,null,null,0,null,{"$f":"Calc_flexa_Multiplex!J60","v":0},{"$f":"Calc_flexa_Multiplex!K60","v":0},{"$f":"Calc_flexa_Multiplex!L60","v":0},{"$f":"Calc_flexa_Multiplex!M60","v":0},{"$f":"Calc_flexa_Multiplex!I84","v":0},{"$f":"Calc_flexa_Multiplex!J84","v":0},{"$f":"Calc_flexa_Multiplex!K84","v":0},{"$f":"Calc_flexa_Multiplex!L84","v":0},{"$f":"Calc_flexa_Multiplex!M84","v":0},{"$f":"Calc_flexa_Multiplex!N84","v":0},{"$f":"Calc_flexa_Multiplex!O84","v":0},null,0,null,{"$f":"IF($U35>0, \"ver poste\", Calc_flexa_Multiplex!$AX20)","v":0},{"$f":"IF($U35>0,U35, Calc_flexa_Multiplex!$AX20)","v":0},0,{"$f":"IF(U35>0,0,Calc_flexa_Multiplex!BC20)","v":0}]
[null,0,null,null,null,0,null,{"$f":"Calc_flexa_Multiplex!J61","v":0},{"$f":"Calc_flexa_Multiplex!K61","v":0},{"$f":"Calc_flexa_Multiplex!L61","v":0},{"$f":"Calc_flexa_Multiplex!M61","v":0},{"$f":"Calc_flexa_Multiplex!I85","v":0},{"$f":"Calc_flexa_Multiplex!J85","v":0},{"$f":"Calc_flexa_Multiplex!K85","v":0},{"$f":"Calc_flexa_Multiplex!L85","v":0},{"$f":"Calc_flexa_Multiplex!M85","v":0},{"$f":"Calc_flexa_Multiplex!N85","v":0},{"$f":"Calc_flexa_Multiplex!O85","v":0},null,0,null,{"$f":"IF($U36>0, \"ver poste\", Calc_flexa_Multiplex!$AX21)","v":0},{"$f":"IF($U36>0,U36, Calc_flexa_Multiplex!$AX21)","v":0},0,{"$f":"IF(U36>0,0,Calc_flexa_Multiplex!BC21)","v":0}]
[null,0,null,null,null,0,null,{"$f":"Calc_flexa_Multiplex!J62","v":0},{"$f":"Calc_flexa_Multiplex!K62","v":0},{"$f":"Calc_flexa_Multiplex!L62","v":0},{"$f":"Calc_flexa_Multiplex!M62","v":0},{"$f":"Calc_flexa_Multiplex!I86","v":0},{"$f":"Calc_flexa_Multiplex!J86","v":0},{"$f":"Calc_flexa_Multiplex!K86","v":0},{"$f":"Calc_flexa_Multiplex!L86","v":0},{"$f":"Calc_flexa_Multiplex!M86","v":0},{"$f":"Calc_flexa_Multiplex!N86","v":0},{"$f":"Calc_flexa_Multiplex!O86","v":0},null,0,null,{"$f":"IF($U37>0, \"ver poste\", Calc_flexa_Multiplex!$AX22)","v":0},{"$f":"IF($U37>0,U37, Calc_flexa_Multiplex!$AX22)","v":0},0,{"$f":"IF(U37>0,0,Calc_flexa_Multiplex!BC22)","v":0}]
[null,0,null,null,null,0,null,{"$f":"Calc_flexa_Multiplex!J63","v":0},{"$f":"Calc_flexa_Multiplex!K63","v":0},{"$f":"Calc_flexa_Multiplex!L63","v":0},{"$f":"Calc_flexa_Multiplex!M63","v":0},{"$f":"Calc_flexa_Multiplex!I87","v":0},{"$f":"Calc_flexa_Multiplex!J87","v":0},{"$f":"Calc_flexa_Multiplex!K87","v":0},{"$f":"Calc_flexa_Multiplex!L87","v":0},{"$f":"Calc_flexa_Multiplex!M87","v":0},{"$f":"Calc_flexa_Multiplex!N87","v":0},{"$f":"Calc_flexa_Multiplex!O87","v":0},null,0,null,{"$f":"IF($U38>0, \"ver poste\", Calc_flexa_Multiplex!$AX23)","v":0},{"$f":"IF($U38>0,U38, Calc_flexa_Multiplex!$AX23)","v":0},0,{"$f":"IF(U38>0,0,Calc_flexa_Multiplex!BC23)","v":0}]
[null,null,"data :","2008-04-10",null,null,null,"Resp:","Mauro Ramiro Rodrigues",null,null,null,null,null,null,"Crea:",36082,null,null,1,null,{"$f":"IF( U39>0, Calc_flexa_Multiplex!BG37, IF(Calc_flexa_Multiplex!AU82=\"-\",Calc_flexa_Multiplex!AZ102, Calc_flexa_Multiplex!AY82))","v":329.95193219905241},{"$f":"IF(U39>0,V39,IF(Calc_flexa_Multiplex!AU82=\"-\",\"-\",Calc_flexa_Multiplex!AX82))","v":"-"},{"$f":"IF(U39>0,V39,IF(Calc_flexa_Multiplex!AU87=\"-\",Calc_flexa_Multiplex!AY102,Calc_flexa_Multiplex!AX87))","v":380.57693219905241},{"$f":"IF(U39>0,Calc_flexa_Multiplex!BG39,IF(Calc_flexa_Multiplex!AU71=\"-\", Calc_flexa_Multiplex!BC103,Calc_flexa_Multiplex!BB82))","v":{"$error":"#DIV/0!"}}]

{"sheet":"Tabela","index":13,"n_rows":26,"n_cols":17,"rows_kept":26,"cut":false,"hidden":false,"merged":[[0,6,0,16],[4,9,4,13],[3,6,3,8],[3,9,3,13],[3,15,3,16],[5,15,5,16],[5,0,5,7],[5,8,5,10],[5,11,5,14],[4,7,4,8],[4,14,4,16]]}
[null,null,null,null,null,null,"TABELA DE TRAÇÕES E FLECHAS DE MONTAGEM"]
[]
[]
[null,null,null,null,null,null,"Elaborado por:",null,null,"Eleandro Luis Marques da Silva",null,null,null,null,null,"2013-10-02"]
[null,null,null,null,null,null,null,"Função:",null,"Eletrotécnico",null,null,null,null,127488]
["Cabo: ",null,null,null,null,null,null,null,"336,4 CA",null,null,"Tração de Projeto (daN):"]
["Vão (metros)",40,40,50,50,60,60,70,70,80,80,90,90,100,100,110]
["TP",795,null,775,null,753,null,730,null,706,null,683,null,661,null,641]
["Temp.","Tm","F","Tm","F","Tm","F","Tm","F","Tm","F","Tm","F","Tm","F","Tm","F"]
[-5,1014,"0,09",989,"0,15",960,"0,22",927,"0,31",891,"0,42",854,"0,56",817,"0,72",781,"0,91"]
[0,904,"0,10",881,"0,17",-61,"-3,47",826,"0,35",796,"0,47",765,"0,62",735,"0,80",707,"1,01"]
[5,795,"0,12",775,"0,19",753,"0,28",730,"0,39",706,"0,53",683,"0,70",661,"0,89",641,"1,11"]
[10,688,"0,14",674,"0,22",657,"0,32",641,"0,45",625,"0,60",609,"0,78",595,"0,99",583,"1,22"]
[15,586,"0,16",578,"0,25",569,"0,37",560,"0,51",552,"0,68",545,"0,87",539,"1,09",533,"1,33"]
[20,490,"0,19",490,"0,30",490,"0,43",490,"0,59",490,"0,77",490,"0,97",490,"1,20",490,"1,45"]
[25,404,"0,23",414,"0,35",423,"0,50",431,"0,67",438,"0,86",444,"1,07",449,"1,31",453,"1,57"]
[30,333,"0,28",351,"0,42",368,"0,58",382,"0,75",394,"0,95",405,"1,18",414,"1,42",422,"1,69"]
[35,277,"0,34",302,"0,49",324,"0,65",342,"0,84",359,"1,05",372,"1,28",385,"1,53",395,"1,80"]
[40,236,"0,40",264,"0,56",289,"0,73",311,"0,93",329,"1,14",345,"1,38",359,"1,64",372,"1,91"]
[45,205,"0,46",236,"0,62",262,"0,81",285,"1,01",305,"1,23",322,"1,48",338,"1,74",352,"2,02"]
[50,183,"0,51",213,"0,69",240,"0,88",263,"1,10",284,"1,32",303,"1,57",319,"1,84",334,"2,13"]
[55,165,"0,57",195,"0,75",222,"0,95",246,"1,17",267,"1,41",286,"1,66",303,"1,94",319,"2,23"]
[60,152,"0,62",181,"0,81",207,"1,02",231,"1,25",252,"1,49",272,"1,75",289,"2,03",305,"2,33"]
[65,141,"0,67",169,"0,87",195,"1,09",218,"1,32",239,"1,57",259,"1,84",277,"2,12",293,"2,43"]
[70,132,"0,71",159,"0,92",184,"1,15",207,"1,39",228,"1,65",248,"1,92",265,"2,22",282,"2,52"]
[75,124,"0,76",150,"0,98",175,"1,21",197,"1,46",218,"1,73",237,"2,01",255,"2,31",272,"2,62"]

{"sheet":"Momento Fletor","index":14,"n_rows":0,"n_cols":0,"rows_kept":0,"cut":false,"hidden":true,"merged":[]}

{"sheet":"Historico","index":15,"n_rows":11,"n_cols":4,"rows_kept":11,"cut":false,"hidden":true,"merged":[]}
[]
["Alterações propostas para revisões de padrões futuros"]
[]
[null,"de","para ","Data"]
["Foi alterado nas estruturas tipo \"P\" os limites para determinação de tipo \"P1\", para \"P2\" (cabos 4AWG e 2AWG)","15º","10º","2010-07-01"]
["Em 2012 foi implementado o cálculo para redes compactas (flexas e estais)"]
["Reativado a opção de vão básico em redes multiplexadas"]
["Adicionado metodo de vetores pelo colega Moraes da coprel",null,null,"2012-03-07"]
["Método de cálculo de estais de acordo com tração máxima de 5ºC"]
["Alterado coeficientes percentuais de esforços para os estais (simples, ESS, ESD, BC)",null,null,"2014-12-11"]
["Alterada as tabelas de postes de acordo com ABNT NBR 8451-2 postes",null,null,"2014-12-12"]

{"sheet":"Relat_Estai","index":16,"n_rows":9,"n_cols":12,"rows_kept":9,"cut":false,"hidden":false,"merged":[[5,1,5,2],[3,0,3,1],[3,2,3,4],[3,8,3,11],[1,1,1,11],[2,1,2,11],[4,0,4,1],[4,2,4,3]]}
[]
[null,"Fecoergs"]
[null,"CÁLCULO DE ESFORÇOS E ESTAIS"]
["Elaborado por:",null,null,null,null,"CREA",null,"Função:"]
["Data:"]
["Projeto:"]
[]
[]
["Estai","Poste nº","Esforço (Kgf)","Altura poste","Ângulo","Vão básico","Estai","Poste nº","Esforço (Kgf)","Altura poste","Ângulo","Vão básico"]

{"sheet":"Calc_flexa_Multiplex","index":17,"n_rows":400,"n_cols":70,"rows_kept":400,"cut":false,"hidden":true,"merged":[[267,15,267,16],[276,15,276,16],[254,15,254,16],[449,30,449,31],[333,15,333,16],[344,15,344,16],[353,15,353,16],[355,15,355,16],[287,15,287,16],[322,15,322,16],[331,15,331,16],[320,15,320,16],[300,15,300,16],[309,15,309,16],[311,15,311,16],[289,15,289,16],[298,15,298,16],[278,15,278,16],[265,15,265,16],[191,37,191,44],[204,22,204,29],[243,37,243,44],[178,37,178,44],[230,22,230,29],[204,37,204,44],[217,22,217,29],[217,37,217,44],[230,37,230,44],[165,7,165,14],[190,0,190,2],[172,1,172,2],[243,22,243,29],[191,22,191,29],[190,15,190,21],[191,7,191,14],[204,7,204,14],[243,7,243,14],[243,15,243,16],[217,7,217,14],[230,7,230,14],[245,15,245,16],[256,15,256,16],[133,48,133,50],[131,48,131,50],[137,1,137,2],[130,1,130,2],[139,7,139,14],[139,22,139,29],[158,1,158,2],[144,1,144,2],[165,22,165,29],[152,7,152,14],[134,48,134,50],[135,48,135,50],[136,48,136,50],[139,37,139,44],[152,37,152,44],[151,1,151,2],[165,37,165,44],[178,7,178,14],[178,22,178,29],[179,1,179,2],[152,22,152,29],[165,1,165,2],[123,1,123,2],[123,48,123,50],[132,48,132,50],[126,7,126,14],[126,22,126,29],[124,48,124,50],[125,48,125,50],[121,48,121,50],[122,48,122,50],[128,48,128,50],[126,37,126,44],[126,48,126,50],[129,48,129,50],[130,48,130,50],[127,48,127,50],[119,48,119,50],[120,48,120,50],[117,48,117,50],[118,48,118,50],[109,1,109,2],[109,48,109,50],[116,1,116,2],[116,48,116,50],[113,7,113,14],[113,22,113,29],[113,37,113,44],[113,48,113,50],[114,48,114,50],[115,48,115,50],[112,48,112,51],[110,48,110,50],[111,48,111,50],[107,48,107,50],[99,48,99,49],[99,50,99,51],[101,46,102,46],[108,48,108,50],[96,47,96,48],[95,1,95,2],[102,1,102,2],[100,7,100,14],[100,22,100,29],[100,37,100,44],[97,46,97,54],[98,46,100,46],[98,47,100,47],[98,48,98,51],[99,53,100,53],[99,54,100,54],[98,52,98,54],[99,52,100,52],[95,47,95,48],[91,46,92,46],[91,47,92,48],[91,49,91,50],[93,46,94,46],[93,47,93,48],[94,47,94,48],[89,46,89,54],[90,46,90,54],[91,52,91,53],[91,54,92,54],[74,1,74,2],[75,46,75,47],[76,46,76,47],[77,46,77,53],[78,46,80,46],[78,47,78,50],[78,51,78,53],[88,1,88,2],[88,7,88,14],[88,22,88,29],[88,37,88,44],[87,47,87,48],[86,47,86,48],[81,1,81,2],[83,46,83,53],[84,47,84,50],[84,51,84,53],[72,54,87,56],[73,48,73,49],[68,53,68,54],[68,55,68,56],[68,49,68,50],[73,53,74,53],[87,49,87,50],[86,49,86,50],[85,47,85,48],[85,49,85,50],[79,47,79,48],[79,49,79,50],[68,51,68,52],[72,46,74,47],[72,48,72,51],[72,52,72,53],[73,50,73,51],[73,52,74,52],[70,46,70,47],[71,46,71,47],[68,46,69,47],[79,51,80,51],[79,52,80,52],[79,53,80,53],[65,49,65,51],[67,1,67,2],[67,8,67,14],[67,23,67,29],[67,38,67,44],[67,46,67,56],[65,38,65,44],[63,7,63,14],[63,22,63,29],[63,38,63,44],[65,7,67,7],[65,8,65,14],[65,22,67,22],[65,23,65,29],[65,37,67,37],[62,49,62,50],[47,49,47,50],[48,49,48,50],[49,49,49,50],[59,49,59,50],[50,49,50,50],[57,49,57,50],[60,49,60,50],[56,49,56,50],[58,49,58,50],[54,49,54,50],[39,7,39,13],[39,22,39,28],[39,37,39,43],[39,49,39,50],[39,58,39,59],[40,49,40,50],[53,1,53,2],[53,49,53,50],[55,49,55,50],[43,8,43,13],[43,23,43,28],[43,38,43,43],[45,52,45,54],[45,51,64,51],[63,49,63,50],[64,49,64,50],[60,1,60,2],[45,47,45,48],[45,49,46,50],[52,0,52,4],[52,16,52,19],[52,49,52,50],[51,49,51,50],[61,49,61,50],[40,60,40,61],[41,8,41,13],[41,22,43,22],[41,23,41,28],[41,37,43,37],[41,38,41,43],[41,49,41,50],[42,49,42,50],[40,58,40,59],[38,60,38,61],[38,58,38,59],[36,23,36,26],[36,38,36,41],[36,49,36,50],[37,60,37,61],[36,58,36,59],[36,60,36,61],[39,60,39,61],[38,49,38,50],[34,60,34,61],[35,58,35,59],[35,60,35,61],[34,38,34,42],[34,49,34,50],[35,38,35,41],[35,49,35,50],[34,58,34,59],[37,8,37,11],[37,23,37,26],[37,38,37,41],[37,49,37,50],[36,8,36,11],[37,58,37,59],[35,8,35,11],[35,23,35,26],[34,8,34,12],[34,23,34,27],[31,1,31,3],[31,8,31,11],[31,23,31,26],[31,38,31,41],[33,8,33,11],[33,23,33,26],[33,38,33,41],[25,58,25,59],[26,49,26,50],[27,49,27,50],[28,49,28,50],[32,8,32,11],[30,1,30,3],[30,16,30,18],[30,31,30,33],[30,49,30,50],[32,38,32,41],[32,23,32,26],[20,49,20,50],[21,49,21,50],[19,49,19,50],[31,49,31,50],[22,49,22,50],[23,47,23,54],[24,47,24,48],[24,49,25,50],[24,51,43,51],[24,52,24,54],[29,49,29,50],[32,49,32,50],[43,49,43,50],[33,49,33,50],[11,49,11,50],[11,58,11,60],[10,58,10,60],[17,58,17,59],[14,58,14,60],[15,49,15,50],[16,49,16,50],[16,58,16,61],[18,49,18,50],[12,49,12,50],[13,49,13,50],[14,49,14,50],[17,49,17,50],[9,38,9,40],[9,58,9,60],[9,49,9,50],[8,20,8,21],[8,23,8,25],[8,35,8,36],[8,38,8,40],[8,1,8,3],[8,5,8,6],[8,8,8,10],[8,16,8,18],[9,1,9,3],[9,5,9,6],[9,8,9,10],[9,16,9,18],[9,20,9,21],[9,31,9,33],[9,23,9,25],[8,31,8,33],[9,35,9,36],[8,58,8,60],[6,49,6,50],[6,1,6,3],[6,5,6,6],[7,38,7,40],[6,8,6,10],[6,16,6,18],[6,31,6,33],[6,35,6,36],[6,20,6,21],[6,23,6,25],[7,1,7,3],[7,5,7,6],[7,8,7,10],[7,16,7,18],[7,35,7,36],[7,23,7,25],[7,31,7,33],[7,20,7,21],[4,8,4,10],[4,23,4,25],[4,38,4,40],[6,38,6,40],[5,49,5,50],[5,58,5,60],[3,8,3,10],[3,23,3,25],[3,38,3,40],[3,47,3,48],[5,23,5,25],[5,38,5,40],[5,8,5,10],[5,16,5,21],[4,58,4,60],[3,49,4,50],[3,51,22,51],[3,52,3,54],[3,58,3,60],[10,49,10,50],[6,58,6,60],[7,49,7,50],[7,58,7,60],[8,49,8,50],[1,58,1,69],[2,8,2,10],[2,23,2,25],[2,38,2,40],[2,47,2,54],[2,58,2,60],[0,0,0,14],[0,15,0,29],[0,30,0,44],[1,0,1,1],[1,8,1,10],[1,15,1,16],[1,23,1,26],[1,30,1,31],[1,38,1,40]]}
["CANTÃO 1",null,null,null,null,null,null,null,null,null,null,null,null,null,null,"CANTÃO 2",null,null,null,null,null,null,null,null,null,null,null,null,null,null,"CANTÃO 3"]
[null,null,null,null,null,null,null,null,"Cabo ",null,null,null,{"$f":"E7","v":70},null,null,null,null,null,null,null,null,null,null,"Cabo ",null,null,null,{"$f":"T7","v":0},null,null,null,null,null,null,null,null,null,null,"Cabo ",null,null,null,{"$f":"AI7","v":0},null,null,null,null,null,null,null,null,null,null,null,null,null,null,null,"DADOS DO CONDUTOR"]
[null,null,null,null,null,null,null,null,"Seção do portador",null,null,"S =",{"$f":"HLOOKUP(M2,$BJ$3:$BP$12,3,FALSE)","v":49.48},null,null,null,null,null,null,null,null,null,null,"Seção do portador",null,null,"S =",{"$f":"HLOOKUP(AB2,$BJ$3:$BP$12,3,FALSE)","v":{"$error":"#N/A"}},null,null,null,null,null,null,null,null,null,null,"Seção do portador",null,null,"S =",{"$f":"HLOOKUP(AQ2,$BJ$3:$BP$12,3,FALSE)","v":{"$error":"#N/A"}},null,null,null,null,"ESFORÇOS TRANSMITIDOS PELOS CONDUTORES AOS POSTES DE ALINHAMENTO E ANGULO ",null,null,null,null,null,null,null,null,null,null,"CABO - SEÇÃO",null,null,25,35,50,70,95,120,150,185,"mm2"]
[null,null,null,null,null,null,null,null,"diâmetro do cabo",null,null,"d =",{"$f":"HLOOKUP(M2,$BJ$3:$BP$12,2,FALSE)","v":40.5},null,null,null,null,null,null,null,null,null,null,"diâmetro do cabo",null,null,"d =",{"$f":"HLOOKUP(AB2,$BJ$3:$BP$12,2,FALSE)","v":{"$error":"#N/A"}},null,null,null,null,null,null,null,null,null,null,"diâmetro do cabo",null,null,"d =",{"$f":"HLOOKUP(AQ2,$BJ$3:$BP$12,2,FALSE)","v":{"$error":"#N/A"}},null,null,null,null,"Poste ",null,"traçao horizontal",null,"TRECHO 1","Tração Vertical",null,null,null,null,null,"DIÂMETRO DO CABO",null,null,{"$f":"Multiplex!K5","v":31.09},{"$f":"Multiplex!L5","v":34},{"$f":"Multiplex!M5","v":36.85},{"$f":"Multiplex!N5","v":40.5},{"$f":"Multiplex!O5","v":45.05},{"$f":"Multiplex!P5","v":49.5},{"$f":"Multiplex!Q5","v":51},null,"mm"]
[null,null,null,null,null,null,null,null,"módulo de elasticidade",null,null,"E =",{"$f":"HLOOKUP(M2,$BJ$3:$BP$12,4,FALSE)","v":600},null,null,null,null,null,null,null,null,null,null,"módulo de elasticidade",null,null,"E =",{"$f":"HLOOKUP(AB2,$BJ$3:$BP$12,4,FALSE)","v":{"$error":"#N/A"}},null,null,null,null,null,null,null,null,null,null,"módulo de elasticidade",null,null,"E =",{"$f":"HLOOKUP(AQ2,$BJ$3:$BP$12,4,FALSE)","v":{"$error":"#N/A"}},null,null,null,null,"nº","deflexão",null,null,null,"0ºC s/carga","0ºC+1/3V","15ºC+V",null,null,null,"SEÇÃO DO SUPORTE",null,null,{"$f":"Multiplex!K6","v":49.48},{"$f":"Multiplex!L6","v":49.48},{"$f":"Multiplex!M6","v":49.48},{"$f":"Multiplex!N6","v":49.48},{"$f":"Multiplex!O6","v":49.48},{"$f":"Multiplex!P6","v":65.44},{"$f":"Multiplex!Q6","v":65.44},null,"mm2"]
[null,null,null,null,null,null,null,null,"coeficiente de dilatação linear",null,null,"d =",{"$f":"HLOOKUP(M2,$BJ$3:$BP$12,5,FALSE)","v":2.3E-5},null,null,null,null,null,null,null,null,null,null,"coeficiente de dilatação linear",null,null,"d =",{"$f":"HLOOKUP(AB2,$BJ$3:$BP$12,5,FALSE)","v":{"$error":"#N/A"}},null,null,null,null,null,null,null,null,null,null,"coeficiente de dilatação linear",null,null,"d =",{"$f":"HLOOKUP(AQ2,$BJ$3:$BP$12,5,FALSE)","v":{"$error":"#N/A"}},null,null,null,null,{"$f":"IF(J13=0,0,I13)","v":0},{"$f":"Multiplex!E21","v":0},{"$f":"IF(J13=0,0,  0.05*(J12+J13)/2*$M$4*COS(AW6*PI()/180/2)+ 2*$M$33*ABS(SIN(AW6*PI()/180/2)))","v":0},null,null,{"$f":"IF(J13=0,0,  $M$7*(J12+J13)/2 +  $J$43*D34)","v":0},{"$f":"IF(J13=0,0,$M$7*(C34+$I$43/$M$9*D34))","v":0},{"$f":"IF(J13=0,0,$M$7*(C34+$N$43/$M$8*D34))","v":0},null,null,null,"MÓDULO DE ELATICIDADE",null,null,{"$f":"Multiplex!K7","v":6000},{"$f":"Multiplex!L7","v":6000},{"$f":"Multiplex!M7","v":6000},{"$f":"Multiplex!N7","v":600},{"$f":"Multiplex!O7","v":6000},{"$f":"Multiplex!P7","v":600},{"$f":"Multiplex!Q7","v":6325},null,"kg/mm2"]
[null,"Cabo",null,null,{"$f":"Multiplex!D15","v":70},"mm2",null,null,"peso",null,null,"p =",{"$f":"HLOOKUP(M2,$BJ$3:$BP$12,8,FALSE)","v":0.98499999999999999},null,null,null,"Cabo",null,null,{"$f":"Multiplex!D45","v":0},"mm2",null,null,"peso",null,null,"p =",{"$f":"HLOOKUP(AB2,$BJ$3:$BP$12,8,FALSE)","v":{"$error":"#N/A"}},null,null,null,"Cabo",null,null,{"$f":"Multiplex!D75","v":0},"mm2",null,null,"peso",null,null,"p =",{"$f":"HLOOKUP(AQ2,$BJ$3:$BP$12,8,FALSE)","v":{"$error":"#N/A"}},null,null,null,null,0,{"$f":"Multiplex!E22","v":0},0,null,null,{"$f":"IF(J14=0,0,$M$7*(J13+J14)/2+$J$43*D35)","v":0},0,0,null,null,null,"COEF.DILATAÇÃO LINEAR",null,null,{"$f":"Multiplex!K8","v":2.3E-5},{"$f":"Multiplex!L8","v":2.3E-5},{"$f":"Multiplex!M8","v":2.3E-5},{"$f":"Multiplex!N8","v":2.3E-5},{"$f":"Multiplex!O8","v":2.3E-5},{"$f":"Multiplex!P8","v":2.3E-5},{"$f":"Multiplex!Q8","v":2.3E-5},null,"ºC -1"]
[null,"peso",null,null,{"$f":"HLOOKUP(E7,$BJ$3:$BP$12,8,FALSE)","v":0.98499999999999999},"kg/m.",null,null,"peso com carga (15 C e v=120 km/k)",null,null,"p1 =",{"$f":"HLOOKUP(M2,$BJ$3:$BP$12,9,FALSE)","v":2.2518547910555866},null,null,null,"peso",null,null,{"$f":"HLOOKUP(T7,$BJ$3:$BP$12,8,FALSE)","v":{"$error":"#N/A"}},"kg/m.",null,null,"peso com carga (15 C e v=120 km/k)",null,null,"pv =",{"$f":"HLOOKUP(AB2,$BJ$3:$BP$12,9,FALSE)","v":{"$error":"#N/A"}},null,null,null,"peso",null,null,{"$f":"HLOOKUP(AI7,$BJ$3:$BP$12,8,FALSE)","v":{"$error":"#N/A"}},"kg/m.",null,null,"peso com carga (15 C e v=120 km/k)",null,null,"pv =",{"$f":"HLOOKUP(AQ2,$BJ$3:$BP$12,9,FALSE)","v":{"$error":"#N/A"}},null,null,null,null,0,{"$f":"Multiplex!E23","v":0},0,null,null,0,0,0,null,null,null,"CARGA DE RUPTURA (SUPORTE)",null,null,{"$f":"Multiplex!K9","v":1425},{"$f":"Multiplex!L9","v":1425},{"$f":"Multiplex!M9","v":1425},{"$f":"Multiplex!N9","v":1425},{"$f":"Multiplex!O9","v":1995},{"$f":"Multiplex!P9","v":1995},{"$f":"Multiplex!Q9","v":1995},null,"kg"]
[null,"peso c/carga (15 C e v=120 km/h)",null,null,{"$f":"HLOOKUP(E7,$BJ$3:$BP$12,9,FALSE)","v":2.2518547910555866},"kg/m.",null,null,"peso com carga (v=1/3)",null,null,"p2=",{"$f":"HLOOKUP(M2,$BJ$3:$BP$12,10,FALSE)","v":1.1940896113776387},null,null,null,"peso c/carga (15 C e v=120 km/h)",null,null,{"$f":"HLOOKUP(T7,$BJ$3:$BP$12,9,FALSE)","v":{"$error":"#N/A"}},"kg/m.",null,null,"peso com carga (v=1/3)",null,null,"pv(1/3)=",{"$f":"HLOOKUP(AB2,$BJ$3:$BP$12,10,FALSE)","v":{"$error":"#N/A"}},null,null,null,"peso c/carga (15 C e v=120 km/h)",null,null,{"$f":"HLOOKUP(AI7,$BJ$3:$BP$12,9,FALSE)","v":{"$error":"#N/A"}},"kg/m.",null,null,"peso com carga (v=1/3)",null,null,"pv(1/3)=",{"$f":"HLOOKUP(AQ2,$BJ$3:$BP$12,10,FALSE)","v":{"$error":"#N/A"}},null,null,null,null,0,{"$f":"Multiplex!E24","v":0},0,null,null,0,0,0,null,null,null,"TRAÇÃO MÁX. ADMISSÍVEL",null,null,{"$f":"Multiplex!K10","v":285},{"$f":"Multiplex!L10","v":285},{"$f":"Multiplex!M10","v":285},{"$f":"Multiplex!N10","v":285},{"$f":"Multiplex!O10","v":399},{"$f":"Multiplex!P10","v":399},{"$f":"Multiplex!Q10","v":399},null,"kg"]
[null,"T máxima",null,null,{"$f":"HLOOKUP(E7,$BJ$3:$BP$12,7,FALSE)","v":285},"kg.",null,null,"carga de ruptura",null,null,null,{"$f":"HLOOKUP(M2,$BJ$3:$BP$12,6,FALSE)","v":1425},null,null,null,"T máximo",null,null,{"$f":"HLOOKUP(T7,$BJ$3:$BP$12,7,FALSE)","v":{"$error":"#N/A"}},"kg.",null,null,"carga de ruptura",null,null,null,{"$f":"HLOOKUP(AB2,$BJ$3:$BP$12,6,FALSE)","v":{"$error":"#N/A"}},null,null,null,"T máximo",null,null,{"$f":"HLOOKUP(AI7,$BJ$3:$BP$12,7,FALSE)","v":{"$error":"#N/A"}},"kg.",null,null,"carga de ruptura",null,null,null,{"$f":"HLOOKUP(AQ2,$BJ$3:$BP$12,6,FALSE)","v":{"$error":"#N/A"}},null,null,null,null,0,{"$f":"Multiplex!E25","v":0},0,null,null,0,0,0,null,null,null,"PESO SEM CARGA",null,null,{"$f":"Multiplex!K11","v":0.58499999999999996},{"$f":"Multiplex!L11","v":0.65},{"$f":"Multiplex!M11","v":0.81},{"$f":"Multiplex!N11","v":0.98499999999999999},{"$f":"Multiplex!O11","v":1.32},{"$f":"Multiplex!P11","v":1.66},{"$f":"Multiplex!Q11","v":1.702},null,"kg/m"]
[null,"Vão nº","a","h","T","T1","T2",null,"vão","a=proj.horizontal","desnível","comprimento","a3",null,null,null,"Vão nº","a","h","T","T1","T2",null,"vão","a=proj.horizontal","desnível","comprimento","a3",null,null,null,"Vão nº","a","h","T","T1","T2",null,"vão","a=proj.horizontal","desnível","comprimento","a3",null,null,null,null,0,{"$f":"Multiplex!E26","v":0},0,null,null,0,0,0,null,null,null,"PESO C/CARGA (15 C ,v=120 km/h)",null,null,{"$f":"SQRT((0.05*BJ4)^2 + (BJ10^2))","v":1.6609320425592373},1.8200274723201297,2.0126863267782196,2.2518547910555866,2.6107769437468225,2.980138419604029,3.0658284361653378,null,"kg/m"]
[null,{"$f":"Multiplex!B20","v":1},{"$f":"Multiplex!F20","v":50},{"$f":"Multiplex!D20","v":0},{"$f":"C202*C12/2/C196","v":279.32693219903751},{"$f":"E9*E60","v":285.01922914360165},{"$f":"E9*E59","v":285.01922914360165},null,{"$f":"IF(B12=0,\"-\",B12)","v":1},{"$f":"IF(C12=0,0,C12)","v":50},{"$f":"IF(C12=0,\"-\",D12)","v":0},{"$f":"SQRT(J12*J12+K12*K12)","v":50},{"$f":"POWER(J12,3)","v":125000},null,null,null,{"$f":"Multiplex!B50","v":0},{"$f":"Multiplex!F50","v":0},{"$f":"Multiplex!D50","v":0},{"$f":"R202*R12/2/R196","v":{"$error":"#N/A"}},{"$f":"T9*T60","v":{"$error":"#N/A"}},{"$f":"T9*T59","v":{"$error":"#N/A"}},null,{"$f":"IF(Q12=0,0,Q12)","v":0},0,{"$f":"IF(R12=0,\"-\",S12)","v":"-"},{"$f":"IF(Y12=0,0,SQRT(Y12*Y12+Z12*Z12))","v":0},{"$f":"POWER(Y12,3)","v":0},null,null,null,{"$f":"Multiplex!B80","v":0},{"$f":"Multiplex!F80","v":0},{"$f":"Multiplex!D80","v":0},{"$f":"AG202*AG12/2/AG196","v":{"$error":"#N/A"}},{"$f":"AI9*AI60","v":{"$error":"#N/A"}},{"$f":"AI9*AI59","v":{"$error":"#N/A"}},null,{"$f":"IF(AF12=0,0,AF12)","v":0},0,{"$f":"IF(AG12=0,\"-\",AH12)","v":"-"},{"$f":"IF(AN12=0,0,SQRT(AN12*AN12+AO12*AO12))","v":0},{"$f":"POWER(AN12,3)","v":0},null,null,null,null,0,{"$f":"Multiplex!E27","v":0},0,null,null,0,0,0,null,null,null,"PESO C/CARGA (v=1/3)",null,null,{"$f":"SQRT((0.05/3*BJ4)^2 + (BJ10^2))","v":0.78148684854221606},0.86232888801843532,1.0165139912684156,1.1940896113776387,1.5186015588179951,1.8537057479546206,1.9024468455123784,null,"kg"]
[null,{"$f":"Multiplex!B21","v":2},{"$f":"Multiplex!F21","v":0},{"$f":"Multiplex!D21","v":0},{"$f":"IF(C13=0,\"-\",C213*C13/2/C207)","v":"-"},{"$f":"IF(C13=0,\"-\",E67*E$9)","v":"-"},{"$f":"IF(C13=0,\"-\",E$9*E66)","v":"-"},null,2,0,"-",{"$f":"IF(J13=0,0,SQRT(J13*J13+K13*K13))","v":0},{"$f":"IF(J13=\"-\",\"-\",POWER(J13,3))","v":0},null,null,null,{"$f":"Multiplex!B51","v":0},{"$f":"Multiplex!F51","v":0},{"$f":"Multiplex!D51","v":0},{"$f":"IF(R13=0,\"-\",R213*R13/2/R207)","v":"-"},{"$f":"IF(R13=0,\"-\",T67*T$9)","v":"-"},{"$f":"IF(R13=0,\"-\",T$9*T66)","v":"-"},null,0,0,"-",0,{"$f":"IF(Y13=\"-\",\"-\",POWER(Y13,3))","v":0},null,null,null,{"$f":"Multiplex!B81","v":0},{"$f":"Multiplex!F81","v":0},{"$f":"Multiplex!D81","v":0},{"$f":"IF(AG13=0,\"-\",AG213*AG13/2/AG207)","v":"-"},{"$f":"IF(AG13=0,\"-\",AI67*AI$9)","v":"-"},{"$f":"IF(AG13=0,\"-\",AI$9*AI66)","v":"-"},null,0,0,"-",0,{"$f":"IF(AN13=\"-\",\"-\",POWER(AN13,3))","v":0},null,null,null,null,0,{"$f":"Multiplex!E28","v":0},0,null,null,0,0,0]
[null,{"$f":"Multiplex!B22","v":0},{"$f":"Multiplex!F22","v":0},{"$f":"Multiplex!D22","v":0},{"$f":"IF(C14=0,\"-\",C224*C14/2/C218)","v":"-"},{"$f":"IF(C14=0,\"-\",E74*E$9)","v":"-"},{"$f":"IF(C14=0,\"-\",E$9*E73)","v":"-"},null,"-",0,"-",0,0,null,null,null,{"$f":"Multiplex!B52","v":0},{"$f":"Multiplex!F52","v":0},{"$f":"Multiplex!D52","v":0},{"$f":"IF(R14=0,\"-\",R224*R14/2/R218)","v":"-"},{"$f":"IF(R14=0,\"-\",T74*T$9)","v":"-"},{"$f":"IF(R14=0,\"-\",T$9*T73)","v":"-"},null,0,0,"-",0,0,null,null,null,{"$f":"Multiplex!B82","v":0},{"$f":"Multiplex!F82","v":0},{"$f":"Multiplex!D82","v":0},{"$f":"IF(AG14=0,\"-\",AG224*AG14/2/AG218)","v":"-"},{"$f":"IF(AG14=0,\"-\",AI74*AI$9)","v":"-"},{"$f":"IF(AG14=0,\"-\",AI$9*AI73)","v":"-"},null,0,0,"-",0,0,null,null,null,null,0,{"$f":"Multiplex!E29","v":0},0,null,null,0,0,0]
[null,{"$f":"Multiplex!B23","v":0},{"$f":"Multiplex!F23","v":0},{"$f":"Multiplex!D23","v":0},{"$f":"IF(C15=0,\"-\",C235*C15/2/C229)","v":"-"},{"$f":"IF(C15=0,\"-\",E81*E$9)","v":"-"},{"$f":"IF(C15=0,\"-\",E$9*E80)","v":"-"},null,"-",0,"-",0,0,null,null,null,{"$f":"Multiplex!B53","v":0},{"$f":"Multiplex!F53","v":0},{"$f":"Multiplex!D53","v":0},{"$f":"IF(R15=0,\"-\",R235*R15/2/R229)","v":"-"},{"$f":"IF(R15=0,\"-\",T81*T$9)","v":"-"},{"$f":"IF(R15=0,\"-\",T$9*T80)","v":"-"},null,0,0,"-",0,0,null,null,null,{"$f":"Multiplex!B83","v":0},{"$f":"Multiplex!F83","v":0},{"$f":"Multiplex!D83","v":0},{"$f":"IF(AG15=0,\"-\",AG235*AG15/2/AG229)","v":"-"},{"$f":"IF(AG15=0,\"-\",AI81*AI$9)","v":"-"},{"$f":"IF(AG15=0,\"-\",AI$9*AI80)","v":"-"},null,0,0,"-",0,0,null,null,null,null,0,{"$f":"Multiplex!E30","v":0},0,null,null,0,0,0,null,null,null,"Poste Assimétrico (rel. de esforços)",null,null,{"$f":"Multiplex!D4","v":2}]
[null,{"$f":"Multiplex!B24","v":0},{"$f":"Multiplex!F24","v":0},{"$f":"Multiplex!D24","v":0},{"$f":"IF(C16=0,\"-\",C246*C16/2/C240)","v":"-"},{"$f":"IF(C16=0,\"-\",E88*E$9)","v":"-"},{"$f":"IF(C16=0,\"-\",E$9*E87)","v":"-"},null,"-",0,"-",0,0,null,null,null,{"$f":"Multiplex!B54","v":0},{"$f":"Multiplex!F54","v":0},{"$f":"Multiplex!D54","v":0},{"$f":"IF(R16=0,\"-\",R246*R16/2/R240)","v":"-"},{"$f":"IF(R16=0,\"-\",T88*T$9)","v":"-"},{"$f":"IF(R16=0,\"-\",T$9*T87)","v":"-"},null,0,0,"-",0,0,null,null,null,{"$f":"Multiplex!B84","v":0},{"$f":"Multiplex!F84","v":0},{"$f":"Multiplex!D84","v":0},{"$f":"IF(AG16=0,\"-\",AG246*AG16/2/AG240)","v":"-"},{"$f":"IF(AG16=0,\"-\",AI88*AI$9)","v":"-"},{"$f":"IF(AG16=0,\"-\",AI$9*AI87)","v":"-"},null,0,0,"-",0,0,null,null,null,null,0,{"$f":"Multiplex!E31","v":0},0,null,null,0,0,0]
[null,{"$f":"Multiplex!B25","v":0},{"$f":"Multiplex!F25","v":0},{"$f":"Multiplex!D25","v":0},{"$f":"IF(C17=0,\"-\",C257*C17/2/C251)","v":"-"},{"$f":"IF(C17=0,\"-\",E95*E$9)","v":"-"},{"$f":"IF(C17=0,\"-\",E$9*E94)","v":"-"},null,"-",0,"-",0,0,null,null,null,{"$f":"Multiplex!B55","v":0},{"$f":"Multiplex!F55","v":0},{"$f":"Multiplex!D55","v":0},{"$f":"IF(R17=0,\"-\",R257*R17/2/R251)","v":"-"},{"$f":"IF(R17=0,\"-\",T95*T$9)","v":"-"},{"$f":"IF(R17=0,\"-\",T$9*T94)","v":"-"},null,0,0,"-",0,0,null,null,null,{"$f":"Multiplex!B85","v":0},{"$f":"Multiplex!F85","v":0},{"$f":"Multiplex!D85","v":0},{"$f":"IF(AG17=0,\"-\",AG257*AG17/2/AG251)","v":"-"},{"$f":"IF(AG17=0,\"-\",AI95*AI$9)","v":"-"},{"$f":"IF(AG17=0,\"-\",AI$9*AI94)","v":"-"},null,0,0,"-",0,0,null,null,null,null,0,{"$f":"Multiplex!E32","v":0},0,null,null,0,0,0,null,null,null,"Derivação em Poste de Ancoragem Intermediária",null,null,null,null,null,null,"circular",null,4.7099999999999998E-3]
[null,{"$f":"Multiplex!B26","v":0},{"$f":"Multiplex!F26","v":0},{"$f":"Multiplex!D26","v":0},{"$f":"IF(C18=0,\"-\",C268*C18/2/C262)","v":"-"},{"$f":"IF(C18=0,\"-\",E102*E$9)","v":"-"},{"$f":"IF(C18=0,\"-\",E$9*E101)","v":"-"},null,"-",0,"-",0,0,null,null,null,{"$f":"Multiplex!B56","v":0},{"$f":"Multiplex!F56","v":0},{"$f":"Multiplex!D56","v":0},{"$f":"IF(R18=0,\"-\",R268*R18/2/R262)","v":"-"},{"$f":"IF(R18=0,\"-\",T102*T$9)","v":"-"},{"$f":"IF(R18=0,\"-\",T$9*T101)","v":"-"},null,0,0,"-",0,0,null,null,null,{"$f":"Multiplex!B86","v":0},{"$f":"Multiplex!F86","v":0},{"$f":"Multiplex!D86","v":0},{"$f":"IF(AG18=0,\"-\",AG268*AG18/2/AG262)","v":"-"},{"$f":"IF(AG18=0,\"-\",AI102*AI$9)","v":"-"},{"$f":"IF(AG18=0,\"-\",AI$9*AI101)","v":"-"},null,0,0,"-",0,0,null,null,null,null,0,{"$f":"Multiplex!E33","v":0},0,null,null,0,0,0,null,null,null,"entre 1º  e 2º  cantão",null,null,null,null,null,null,"plana",null,7.5399999999999998E-3]
[null,{"$f":"Multiplex!B27","v":0},{"$f":"Multiplex!F27","v":0},{"$f":"Multiplex!D27","v":0},{"$f":"IF(C19=0,\"-\",C279*C19/2/C273)","v":"-"},{"$f":"IF(C19=0,\"-\",E109*E$9)","v":"-"},{"$f":"IF(C19=0,\"-\",E$9*E108)","v":"-"},null,"-",0,"-",0,0,null,null,null,{"$f":"Multiplex!B57","v":0},{"$f":"Multiplex!F57","v":0},{"$f":"Multiplex!D57","v":0},{"$f":"IF(R19=0,\"-\",R279*R19/2/R273)","v":"-"},{"$f":"IF(R19=0,\"-\",T109*T$9)","v":"-"},{"$f":"IF(R19=0,\"-\",T$9*T108)","v":"-"},null,0,0,"-",0,0,null,null,null,{"$f":"Multiplex!B87","v":0},{"$f":"Multiplex!F87","v":0},{"$f":"Multiplex!D87","v":0},{"$f":"IF(AG19=0,\"-\",AG279*AG19/2/AG273)","v":"-"},{"$f":"IF(AG19=0,\"-\",AI109*AI$9)","v":"-"},{"$f":"IF(AG19=0,\"-\",AI$9*AI108)","v":"-"},null,0,0,"-",0,0,null,null,null,null,0,{"$f":"Multiplex!E34","v":0},0,null,null,0,0,0,null,null,null,"condutor:"]
[null,{"$f":"Multiplex!B28","v":0},{"$f":"Multiplex!F28","v":0},{"$f":"Multiplex!D28","v":0},{"$f":"IF(C20=0,\"-\",C290*C20/2/C284)","v":"-"},{"$f":"IF(C20=0,\"-\",E116*E$9)","v":"-"},{"$f":"IF(C20=0,\"-\",E$9*E115)","v":"-"},null,"-",0,"-",0,0,null,null,null,{"$f":"Multiplex!B58","v":0},{"$f":"Multiplex!F58","v":0},{"$f":"Multiplex!D58","v":0},{"$f":"IF(R20=0,\"-\",R290*R20/2/R284)","v":"-"},{"$f":"IF(R20=0,\"-\",T116*T$9)","v":"-"},{"$f":"IF(R20=0,\"-\",T$9*T115)","v":"-"},null,0,0,"-",0,0,null,null,null,{"$f":"Multiplex!B88","v":0},{"$f":"Multiplex!F88","v":0},{"$f":"Multiplex!D88","v":0},{"$f":"IF(AG20=0,\"-\",AG290*AG20/2/AG284)","v":"-"},{"$f":"IF(AG20=0,\"-\",AI116*AI$9)","v":"-"},{"$f":"IF(AG20=0,\"-\",AI$9*AI115)","v":"-"},null,0,0,"-",0,0,null,null,null,null,0,{"$f":"Multiplex!E35","v":0},0,null,null,0,0,0,null,null,null,"vão:"]
[null,{"$f":"Multiplex!B29","v":0},{"$f":"Multiplex!F29","v":0},{"$f":"Multiplex!D29","v":0},{"$f":"IF(C21=0,\"-\",C301*C21/2/C295)","v":"-"},{"$f":"IF(C21=0,\"-\",E123*E$9)","v":"-"},{"$f":"IF(C21=0,\"-\",E$9*E122)","v":"-"},null,"-",0,"-",0,0,null,null,null,{"$f":"Multiplex!B59","v":0},{"$f":"Multiplex!F59","v":0},{"$f":"Multiplex!D59","v":0},{"$f":"IF(R21=0,\"-\",R301*R21/2/R295)","v":"-"},{"$f":"IF(R21=0,\"-\",T123*T$9)","v":"-"},{"$f":"IF(R21=0,\"-\",T$9*T122)","v":"-"},null,0,0,"-",0,0,null,null,null,{"$f":"Multiplex!B89","v":0},{"$f":"Multiplex!F89","v":0},{"$f":"Multiplex!D89","v":0},{"$f":"IF(AG21=0,\"-\",AG301*AG21/2/AG295)","v":"-"},{"$f":"IF(AG21=0,\"-\",AI123*AI$9)","v":"-"},{"$f":"IF(AG21=0,\"-\",AI$9*AI122)","v":"-"},null,0,0,"-",0,0,null,null,null,null,0,{"$f":"Multiplex!E36","v":0},0,null,null,0,0,0,null,null,null,"desnível:"]
[null,{"$f":"Multiplex!B30","v":0},{"$f":"Multiplex!F30","v":0},{"$f":"Multiplex!D30","v":0},{"$f":"IF(C22=0,\"-\",C312*C22/2/C306)","v":"-"},{"$f":"IF(C22=0,\"-\",E130*E$9)","v":"-"},{"$f":"IF(C22=0,\"-\",E$9*E129)","v":"-"},null,"-",0,"-",0,0,null,null,null,{"$f":"Multiplex!B60","v":0},{"$f":"Multiplex!F60","v":0},{"$f":"Multiplex!D60","v":0},{"$f":"IF(R22=0,\"-\",R312*R22/2/R306)","v":"-"},{"$f":"IF(R22=0,\"-\",T130*T$9)","v":"-"},{"$f":"IF(R22=0,\"-\",T$9*T129)","v":"-"},null,0,0,"-",0,0,null,null,null,{"$f":"Multiplex!B90","v":0},{"$f":"Multiplex!F90","v":0},{"$f":"Multiplex!D90","v":0},{"$f":"IF(AG22=0,\"-\",AG312*AG22/2/AG306)","v":"-"},{"$f":"IF(AG22=0,\"-\",AI130*AI$9)","v":"-"},{"$f":"IF(AG22=0,\"-\",AI$9*AI129)","v":"-"},null,0,0,"-",0,0,null,null,null,null,0,{"$f":"Multiplex!E37","v":0},0,null,null,0,0,0,null,null,null,"ângulo:"]
[null,{"$f":"Multiplex!B31","v":0},{"$f":"Multiplex!F31","v":0},{"$f":"Multiplex!D31","v":0},{"$f":"IF(C23=0,\"-\",C323*C23/2/C317)","v":"-"},{"$f":"IF(C23=0,\"-\",E137*E$9)","v":"-"},{"$f":"IF(C23=0,\"-\",E$9*E136)","v":"-"},null,"-",0,"-",0,0,null,null,null,{"$f":"Multiplex!B61","v":0},{"$f":"Multiplex!F61","v":0},{"$f":"Multiplex!D61","v":0},{"$f":"IF(R23=0,\"-\",R323*R23/2/R317)","v":"-"},{"$f":"IF(R23=0,\"-\",T137*T$9)","v":"-"},{"$f":"IF(R23=0,\"-\",T$9*T136)","v":"-"},null,0,0,"-",0,0,null,null,null,{"$f":"Multiplex!B91","v":0},{"$f":"Multiplex!F91","v":0},{"$f":"Multiplex!D91","v":0},{"$f":"IF(AG23=0,\"-\",AG323*AG23/2/AG317)","v":"-"},{"$f":"IF(AG23=0,\"-\",AI137*AI$9)","v":"-"},{"$f":"IF(AG23=0,\"-\",AI$9*AI136)","v":"-"},null,0,0,"-",0,0,null,null,null,null,0,{"$f":"Multiplex!E38","v":0},0,null,null,0,0,0,null,null,null,"T máx",{"$f":"HLOOKUP(Multiplex!V42,BJ3:BP9, 7, FALSE)","v":{"$error":"#N/A"}}]
[null,{"$f":"Multiplex!B32","v":0},{"$f":"Multiplex!F32","v":0},{"$f":"Multiplex!D32","v":0},{"$f":"IF(C24=0,\"-\",C334*C24/2/C328)","v":"-"},{"$f":"IF(C24=0,\"-\",E144*E$9)","v":"-"},{"$f":"IF(C24=0,\"-\",E$9*E143)","v":"-"},null,"-",0,"-",0,0,null,null,null,{"$f":"Multiplex!B62","v":0},{"$f":"Multiplex!F62","v":0},{"$f":"Multiplex!D62","v":0},{"$f":"IF(R24=0,\"-\",R334*R24/2/R328)","v":"-"},{"$f":"IF(R24=0,\"-\",T144*T$9)","v":"-"},{"$f":"IF(R24=0,\"-\",T$9*T143)","v":"-"},null,0,0,"-",0,0,null,null,null,{"$f":"Multiplex!B92","v":0},{"$f":"Multiplex!F92","v":0},{"$f":"Multiplex!D92","v":0},{"$f":"IF(AG24=0,\"-\",AG334*AG24/2/AG328)","v":"-"},{"$f":"IF(AG24=0,\"-\",AI144*AI$9)","v":"-"},{"$f":"IF(AG24=0,\"-\",AI$9*AI143)","v":"-"},null,0,0,"-",0,0,null,null,null,null,null,null,null,null,null,null,null,null,null,null,null,"diâmetro",{"$f":"HLOOKUP(Multiplex!V42,BJ3:BP4,2,FALSE)","v":{"$error":"#N/A"}}]
[null,{"$f":"Multiplex!B33","v":0},{"$f":"Multiplex!F33","v":0},{"$f":"Multiplex!D33","v":0},{"$f":"IF(C25=0,\"-\",C345*C25/2/C339)","v":"-"},{"$f":"IF(C25=0,\"-\",E151*E$9)","v":"-"},{"$f":"IF(C25=0,\"-\",E$9*E150)","v":"-"},null,"-",0,"-",0,0,null,null,null,{"$f":"Multiplex!B63","v":0},{"$f":"Multiplex!F63","v":0},{"$f":"Multiplex!D63","v":0},{"$f":"IF(R25=0,\"-\",R345*R25/2/R339)","v":"-"},{"$f":"IF(R25=0,\"-\",T151*T$9)","v":"-"},{"$f":"IF(R25=0,\"-\",T$9*T150)","v":"-"},null,0,0,"-",0,0,null,null,null,{"$f":"Multiplex!B93","v":0},{"$f":"Multiplex!F93","v":0},{"$f":"Multiplex!D93","v":0},{"$f":"IF(AG25=0,\"-\",AG345*AG25/2/AG339)","v":"-"},{"$f":"IF(AG25=0,\"-\",AI151*AI$9)","v":"-"},{"$f":"IF(AG25=0,\"-\",AI$9*AI150)","v":"-"},null,0,0,"-",0,0,null,null,null,null,"Poste ",null,"traçao horizontal",null,"TRECHO 2","Tração Vertical",null,null,null,null,null,"peso",{"$f":"HLOOKUP(Multiplex!V42,BJ3:BP10,8,FALSE)","v":{"$error":"#N/A"}}]
[null,{"$f":"Multiplex!B34","v":0},{"$f":"Multiplex!F34","v":0},{"$f":"Multiplex!D34","v":0},{"$f":"IF(C26=0,\"-\",C356*C26/2/C350)","v":"-"},{"$f":"IF(C26=0,\"-\",E158*E$9)","v":"-"},{"$f":"IF(C26=0,\"-\",E$9*E157)","v":"-"},null,"-",0,"-",0,0,null,null,null,{"$f":"Multiplex!B64","v":0},{"$f":"Multiplex!F64","v":0},{"$f":"Multiplex!D64","v":0},{"$f":"IF(R26=0,\"-\",R356*R26/2/R350)","v":"-"},{"$f":"IF(R26=0,\"-\",T158*T$9)","v":"-"},{"$f":"IF(R26=0,\"-\",T$9*T157)","v":"-"},null,0,0,"-",0,0,null,null,null,{"$f":"Multiplex!B94","v":0},{"$f":"Multiplex!F94","v":0},{"$f":"Multiplex!D94","v":0},{"$f":"IF(AG26=0,\"-\",AG356*AG26/2/AG350)","v":"-"},{"$f":"IF(AG26=0,\"-\",AI158*AI$9)","v":"-"},{"$f":"IF(AG26=0,\"-\",AI$9*AI157)","v":"-"},null,0,0,"-",0,0,null,null,null,null,"nº","deflexão",null,null,null,"0ºC s/carga","0ºC+1/3V","15ºC+V",null,null,null,"entre 2º  e 3º  cantão"]
[null,{"$f":"Multiplex!B35","v":0},{"$f":"Multiplex!F35","v":0},{"$f":"Multiplex!D35","v":0},{"$f":"IF(C27=0,\"-\",C367*C27/2/C361)","v":"-"},{"$f":"IF(C27=0,\"-\",E165*E$9)","v":"-"},{"$f":"IF(C27=0,\"-\",E$9*E164)","v":"-"},null,"-",0,"-",0,0,null,null,null,{"$f":"Multiplex!B65","v":0},{"$f":"Multiplex!F65","v":0},{"$f":"Multiplex!D65","v":0},{"$f":"IF(R27=0,\"-\",R367*R27/2/R361)","v":"-"},{"$f":"IF(R27=0,\"-\",T165*T$9)","v":"-"},{"$f":"IF(R27=0,\"-\",T$9*T164)","v":"-"},null,0,0,"-",0,0,null,null,null,{"$f":"Multiplex!B95","v":0},{"$f":"Multiplex!F95","v":0},{"$f":"Multiplex!D95","v":0},{"$f":"IF(AG27=0,\"-\",AG367*AG27/2/AG361)","v":"-"},{"$f":"IF(AG27=0,\"-\",AI165*AI$9)","v":"-"},{"$f":"IF(AG27=0,\"-\",AI$9*AI164)","v":"-"},null,0,0,"-",0,0,null,null,null,null,{"$f":"IF(Y13=0,0,X13)","v":0},{"$f":"Multiplex!E51","v":0},{"$f":"IF(Y13=0,0,  0.05*R34*$AB$4*COS(AW27*PI()/180/2)  +  $AB$33*2*ABS(SIN(AW27*PI()/180/2)))","v":0},null,null,{"$f":"IF(Y13=0,0,$AB$7*R34+$Y$43*S34)","v":0},{"$f":"IF(Y13=0,0,$AB$7*(R34+$X$43/$AB$9*S34))","v":0},{"$f":"IF(Y13=0,0,$AB$7*(R34+$AC$43/$AB$8*S34))","v":0},null,null,null,"condutor:",{"$f":"Multiplex!V72","v":0}]
[null,{"$f":"Multiplex!B36","v":0},{"$f":"Multiplex!F36","v":0},{"$f":"Multiplex!D36","v":0},{"$f":"IF(C28=0,\"-\",C378*C28/2/C372)","v":"-"},{"$f":"IF(C28=0,\"-\",E172*E$9)","v":"-"},{"$f":"IF(C28=0,\"-\",E$9*E171)","v":"-"},null,"-",0,"-",0,0,null,null,null,{"$f":"Multiplex!B66","v":0},{"$f":"Multiplex!F66","v":0},{"$f":"Multiplex!D66","v":0},{"$f":"IF(R28=0,\"-\",R378*R28/2/R372)","v":"-"},{"$f":"IF(R28=0,\"-\",T172*T$9)","v":"-"},{"$f":"IF(R28=0,\"-\",T$9*T171)","v":"-"},null,0,0,"-",0,0,null,null,null,{"$f":"Multiplex!B96","v":0},{"$f":"Multiplex!F96","v":0},{"$f":"Multiplex!D96","v":0},{"$f":"IF(AG28=0,\"-\",AG378*AG28/2/AG372)","v":"-"},{"$f":"IF(AG28=0,\"-\",AI172*AI$9)","v":"-"},{"$f":"IF(AG28=0,\"-\",AI$9*AI171)","v":"-"},null,0,0,"-",0,0,null,null,null,null,0,{"$f":"Multiplex!E52","v":0},0,null,null,0,0,0,null,null,null,"vão:",{"$f":"Multiplex!W72","v":0}]
[null,{"$f":"Multiplex!B37","v":0},{"$f":"Multiplex!F37","v":0},{"$f":"Multiplex!D37","v":0},{"$f":"IF(C29=0,\"-\",C389*C29/2/C383)","v":"-"},{"$f":"IF(C29=0,\"-\",E179*E$9)","v":"-"},{"$f":"IF(C29=0,\"-\",E$9*E178)","v":"-"},null,"-",0,"-",0,0,null,null,null,{"$f":"Multiplex!B67","v":0},{"$f":"Multiplex!F67","v":0},{"$f":"Multiplex!D67","v":0},{"$f":"IF(R29=0,\"-\",R389*R29/2/R383)","v":"-"},{"$f":"IF(R29=0,\"-\",T179*T$9)","v":"-"},{"$f":"IF(R29=0,\"-\",T$9*T178)","v":"-"},null,0,0,"-",0,0,null,null,null,{"$f":"Multiplex!B97","v":0},{"$f":"Multiplex!F97","v":0},{"$f":"Multiplex!D97","v":0},{"$f":"IF(AG29=0,\"-\",AG389*AG29/2/AG383)","v":"-"},{"$f":"IF(AG29=0,\"-\",AI179*AI$9)","v":"-"},{"$f":"IF(AG29=0,\"-\",AI$9*AI178)","v":"-"},null,0,0,"-",0,0,null,null,null,null,0,{"$f":"Multiplex!E53","v":0},0,null,null,0,0,0,null,null,null,"desnível:",{"$f":"Multiplex!X72","v":0}]
[null,{"$f":"Multiplex!B38","v":0},{"$f":"Multiplex!F38","v":0},{"$f":"Multiplex!D38","v":0},{"$f":"IF(C30=0,\"-\",C400*C30/2/C394)","v":"-"},{"$f":"IF(C30=0,\"-\",E186*E$9)","v":"-"},{"$f":"IF(C30=0,\"-\",E$9*E185)","v":"-"},null,"-",0,"-",0,0,null,null,null,{"$f":"Multiplex!B68","v":0},{"$f":"Multiplex!F68","v":0},{"$f":"Multiplex!D68","v":0},{"$f":"IF(R30=0,\"-\",R400*R30/2/R394)","v":"-"},{"$f":"IF(R30=0,\"-\",T186*T$9)","v":"-"},{"$f":"IF(R30=0,\"-\",T$9*T185)","v":"-"},null,0,0,"-",0,0,null,null,null,{"$f":"Multiplex!B98","v":0},{"$f":"Multiplex!F98","v":0},{"$f":"Multiplex!D98","v":0},{"$f":"IF(AG30=0,\"-\",AG400*AG30/2/AG394)","v":"-"},{"$f":"IF(AG30=0,\"-\",AI186*AI$9)","v":"-"},{"$f":"IF(AG30=0,\"-\",AI$9*AI185)","v":"-"},null,0,0,"-",0,0,null,null,null,null,0,{"$f":"Multiplex!E54","v":0},0,null,null,0,0,0,null,null,null,"ângulo:",{"$f":"Multiplex!Y72","v":0}]
[null,"Tração Máxima Admissível",null,null,{"$f":"MIN(E12:E30)","v":279.32693219903751},null,null,null,"soma",{"$f":"SUM(J12:J30)","v":50},null,null,{"$f":"SUM(M12:M30)","v":125000},null,null,null,"Tração Máxima Admissível",null,null,{"$f":"MIN(T12:T30)","v":{"$error":"#N/A"}},null,null,null,"soma",{"$f":"SUM(Y12:Y30)","v":0},null,null,{"$f":"SUM(AB12:AB30)","v":0},null,null,null,"Tração Máxima Admissível",null,null,{"$f":"MIN(AI12:AI30)","v":{"$error":"#N/A"}},null,null,null,"soma",{"$f":"SUM(AN12:AN30)","v":0},null,null,{"$f":"SUM(AQ12:AQ30)","v":0},null,null,null,null,0,{"$f":"Multiplex!E55","v":0},0,null,null,0,0,0,null,null,null,"T máx",{"$f":"HLOOKUP(BH27,BJ3:BP9,7,FALSE)","v":{"$error":"#N/A"}}]
[null,"Cálculo L - N",null,null,null,null,null,null,"vão regulador",null,null,null,{"$f":"SQRT(M31/J31)","v":50},null,null,null,null,null,null,null,null,null,null,"vão regulador",null,null,null,{"$f":"SQRT(AB31/Y31)","v":{"$error":"#DIV/0!"}},null,null,null,null,null,null,null,null,null,null,"vão regulador",null,null,null,{"$f":"SQRT(AQ31/AN31)","v":{"$error":"#DIV/0!"}},null,null,null,null,0,{"$f":"Multiplex!E56","v":0},0,null,null,0,0,0,null,null,null,"diâmetro",{"$f":"HLOOKUP(BH27,BJ3:BP4,2,FALSE)","v":{"$error":"#N/A"}}]
[null,"Poste nNº","L","N",null,null,null,null,"Componente horizontal  a 15ºC+V=120 km/h",null,null,null,{"$f":"E31","v":279.32693219903751},null,null,null,"APOYO Nº","L","N",null,null,null,null,"Componente horizontal  a 15ºC+V=120 km/h",null,null,null,{"$f":"T31","v":{"$error":"#N/A"}},null,null,null,"APOYO Nº","L","N",null,null,null,null,"Componente horizontal  a 15ºC+V=120 km/h",null,null,null,{"$f":"AI31","v":{"$error":"#N/A"}},null,null,null,null,0,{"$f":"Multiplex!E57","v":0},0,null,null,0,0,0,null,null,null,"peso",{"$f":"HLOOKUP(BH27,BJ3:BP10,8,FALSE)","v":{"$error":"#N/A"}}]
[null,{"$f":"IF(B13=0,\"-\",B13)","v":2},{"$f":"IF((C12+C13)/2 =0,\"-\",(C12+C13)/2)","v":25},{"$f":"IF(C13=0,\"-\",D12/C12-D13/C13)","v":"-"},null,null,null,null,"Componente horizontal  a 0º+1/3 V=1/3",null,null,null,{"$f":"IF(J94>0,M92,N98)","v":199.43985219585218},null,null,null,{"$f":"IF(Q13=0,\"-\",Q13)","v":"-"},{"$f":"IF((R12+R13)/2 =0,\"-\",(R12+R13)/2)","v":"-"},{"$f":"IF(R13=0,\"-\",S12/R12-S13/R13)","v":"-"},null,null,null,null,"Componente horizontal  a 0º+1/3 V=1/3",null,null,null,{"$f":"IF(Y94>0,AC92,AC98)","v":{"$error":"#N/A"}},null,null,null,{"$f":"IF(AF13=0,\"-\",AF13)","v":"-"},{"$f":"IF((AG12+AG13)/2 =0,\"-\",(AG12+AG13)/2)","v":"-"},{"$f":"IF(AG13=0,\"-\",AH12/AG12-AH13/AG13)","v":"-"},null,null,null,null,"Componente horizontal  a 0º+1/3 V=1/3",null,null,null,{"$f":"IF(AN94>0,AR92,AR98)","v":{"$error":"#N/A"}},null,null,null,null,0,{"$f":"Multiplex!E58","v":0},0,null,null,0,0,0]
[null,"-","-","-",null,null,null,null,"Condições iniciais",null,null,null,null,null,null,null,"-","-","-",null,null,null,null,"Condições iniciais",null,null,null,null,null,null,null,"-","-","-",null,null,null,null,"Condições iniciais",null,null,null,null,null,null,null,null,0,{"$f":"Multiplex!E59","v":0},0,null,null,0,0,0,null,null,null,"entre 1º  e 2º  cantão",null,"entre 2º  e 3º  cantão"]
[null,"-","-","-",null,null,null,null,"Componente horizontal máxima",null,null,null,{"$f":"M33","v":279.32693219903751},null,null,null,"-","-","-",null,null,null,null,"Componente horizontal máxima",null,null,null,{"$f":"AB33","v":{"$error":"#N/A"}},null,null,null,"-","-","-",null,null,null,null,"Componente horizontal máxima",null,null,null,{"$f":"AQ33","v":{"$error":"#N/A"}},null,null,null,null,0,{"$f":"Multiplex!E60","v":0},0,null,null,0,0,0,null,null,null,"Tração H  no poste :",null,"Tração H  no poste :"]
[null,"-","-","-",null,null,null,null,"Temperatura",null,null,null,{"$f":"IF(M33>M34,15,0)","v":15},null,null,null,"-","-","-",null,null,null,null,"Temperatura",null,null,null,{"$f":"IF(AB33>AB34,15,0)","v":{"$error":"#N/A"}},null,null,null,"-","-","-",null,null,null,null,"Temperatura",null,null,null,{"$f":"IF(AQ33>AQ34,15,0)","v":{"$error":"#N/A"}},null,null,null,null,0,{"$f":"Multiplex!E61","v":0},0,null,null,0,0,0,null,null,null,{"$f":"2/3*(SQRT((-AZ102+AZ104*COS(RADIANS(Multiplex!E50))+BH23*COS(RADIANS(Multiplex!Y42)))^2+\n(AZ104*SIN(RADIANS(Multiplex!E50))+BH23*SIN(RADIANS(Multiplex!Y42)))^2))+\n0.05*(AX71/2*BB71+AY71/2*BC71+Multiplex!W42/2*BH24)","v":{"$error":"#N/A"}},null,{"$f":"2/3*(SQRT((-AZ104+AZ105*COS(RADIANS(Multiplex!E80))+BH31*COS(RADIANS(BH30)))^2+\n(AZ105*SIN(RADIANS(Multiplex!E80))+BH31*SIN(RADIANS(BH30)))^2))+\n0.05 *  ( AX72/2*BB72  +  AY72/2*BC72  +  BH28/2*BH32)","v":{"$error":"#N/A"}}]
[null,"-","-","-",null,null,null,null,"Peso conductor",null,null,null,{"$f":"IF(M33>M34,M8,M9)","v":2.2518547910555866},null,null,null,"-","-","-",null,null,null,null,"Peso conductor",null,null,null,{"$f":"IF(AB33>AB34,AB8,AB9)","v":{"$error":"#N/A"}},null,null,null,"-","-","-",null,null,null,null,"Peso conductor",null,null,null,{"$f":"IF(AQ33>AQ34,AQ8,AQ9)","v":{"$error":"#N/A"}},null,null,null,null,0,{"$f":"Multiplex!E62","v":0},0,null,null,0,0,0,null,null,null,"Tração V no poste :",null,"Tração V  no poste :"]
[null,"-","-","-",null,null,null,null,null,null,null,null,null,null,null,null,"-","-","-",null,null,null,null,null,null,null,null,null,null,null,null,"-","-","-",null,null,null,null,null,null,null,null,null,null,null,null,null,0,{"$f":"Multiplex!E63","v":0},0,null,null,0,0,0,null,null,null,{"$f":" (BD71*AX71/2 + J43*AZ71/AX71) +  (BE71*AY71/2 - Y43*BA71/AY71) +  ( BH25*Multiplex!W42/2 - BH23*0.75 * Multiplex!X42/Multiplex!W42)","v":{"$error":"#VALUE!"}},null,{"$f":" (BD72*AX72/2 + Y43*AZ72/AX72) + (BE72*AY72/2 - AN43*BA72/AY72) + (BH33*BH28/2 - BH31*0.75*BH29/BH28)","v":{"$error":"#N/A"}}]
[null,"-","-","-",null,null,null,"TRAÇÕES E FLECHAS DE MONTAGEM",null,null,null,null,null,null,null,null,"-","-","-",null,null,null,"TRAÇÕES E FLECHAS DE MONTAGEM",null,null,null,null,null,null,null,null,"-","-","-",null,null,null,"TRAÇÕES E FLECHAS DE MONTAGEM",null,null,null,null,null,null,null,null,null,0,{"$f":"Multiplex!E64","v":0},0,null,null,0,0,0,null,null,null,"ângulo de montagem",null,"ângulo de montagem"]
[null,"-","-","-",null,null,null,"temperatura","0ºC+1/3 V","0ºC","5ºC","10ºC","15ºC","15ºC+V",null,null,"-","-","-",null,null,null,"temperatura","0ºC+1/3 V","0ºC","5ºC","10ºC","15ºC","15ºC+V",null,null,"-","-","-",null,null,null,"temperatura","0ºC+1/3 V","0ºC","5ºC","10ºC","15ºC","15ºC+V",null,null,null,0,{"$f":"Multiplex!E65","v":0},0,null,null,0,0,0,null,null,null,{"$f":"DEGREES( ATAN((AZ103*SIN(RADIANS(Multiplex!E50))+BH23*SIN(RADIANS(Multiplex!Y42)))/(-AZ102+AZ104*COS(RADIANS(Multiplex!E50))+BH23*COS(RADIANS(Multiplex!Y42)))) )","v":{"$error":"#N/A"}},null,{"$f":"DEGREES(ATAN( ( AZ105*SIN(RADIANS(Multiplex!E80)) + BH31*SIN(RADIANS(BH30)) ) / (-AZ104+AZ105*COS(RADIANS(Multiplex!E80)) + BH31*COS(RADIANS(BH30)))))","v":{"$error":"#N/A"}}]
[null,"-","-","-",null,null,null,null,"trações",null,null,null,null,null,null,null,"-","-","-",null,null,null,"vãos","trações",null,null,null,null,null,null,null,"-","-","-",null,null,null,"vãos","trações",null,null,null,null,null,null,null,null,0,{"$f":"Multiplex!E66","v":0},0,null,null,0,0,0]
[null,"-","-","-",null,null,null,null,{"$f":"IF(M37=0,M36,IF(J94>0,M92,N98))","v":199.43985219585218},{"$f":"IF($J$107>0,$N$105,$N$111)","v":180.58762594039121},{"$f":"IF(J120>0,N118,N124)","v":178.90854630535767},{"$f":"IF($J$133>0,$N$131,$N$137)","v":177.25331306918261},{"$f":"IF($J$146>0,$N$144,$N$150)","v":175.62178558035907},{"$f":"IF($J$159>0,$N$157,$N$163)","v":279.32693219905241},null,null,"-","-","-",null,null,null,null,{"$f":"IF(AB37=0,AB36,IF(Y94>0,AC92,AC98))","v":{"$error":"#N/A"}},{"$f":"IF(Y31=0,\"-\",IF(Y107>0,AB105,AC111))","v":"-"},{"$f":"IF(Y31=0,\"-\",IF(Y120>0,AC118,AC124))","v":"-"},{"$f":"IF(Y31=0,\"-\",IF(Y133>0,AC131,AC137))","v":"-"},{"$f":"IF(Y31=0,\"-\",IF(Y146>0,AC144,AC150))","v":"-"},{"$f":"IF(Y31=0,\"-\",IF(Y159>0,AC157,AC163))","v":"-"},null,null,"-","-","-",null,null,null,null,{"$f":"IF(AQ37=0,AQ36,IF(AN94>0,AR92,AR98))","v":{"$error":"#N/A"}},{"$f":"IF(AN31=0,\"-\",IF(AN107>0,AR105,AR111))","v":"-"},{"$f":"IF(AN31=0,\"-\",IF(AN120>0,AR118,AR124))","v":"-"},{"$f":"IF(AN31=0,\"-\",IF(AN133>0,AR131,AR137))","v":"-"},{"$f":"IF(AN31=0,\"-\",IF(AN146>0,AR144,AR150))","v":"-"},{"$f":"IF(AN31=0,\"-\",IF(AN159>0,AR157,AR163))","v":"-"},null,null,null,0,{"$f":"Multiplex!E67","v":0},0,null,null,0,0,0]
[null,"-","-","-",null,null,null,"vão","FLECHAS",null,null,null,null,null,null,null,"-","-","-",null,null,null,null,"flechas",null,null,null,null,null,null,null,"-","-","-",null,null,null,null,"flechas",null,null,null,null,null,null,null,null,0,{"$f":"Multiplex!E68","v":0},0,null,null,0,0,0]
[null,"-","-","-",null,null,null,{"$f":"$I$12","v":1},null,{"$f":"IF(J12=\"-\",\"-\",$M$7*J12*L12/8/$J$43*(1+J12^2*$M$7^2/48/$J$43^2))","v":1.7071460898757409},{"$f":"IF(J12=\"-\",\"-\",$M$7*J12*L12/8/$K$43*(1+J12^2*$M$7^2/48/$K$43^2))","v":1.7232181499083805},{"$f":"$M$7*$J$12*$L$12/8/$L$43*(1+$J$12*$J$12*$M$7*$M$7/48/$L$43/$L$43)","v":1.7393614094676313},{"$f":"$M$7*$J$12*$L$12/8/$M$43*(1+$J$12*$J$12*$M$7*$M$7/48/$M$43/$M$43)","v":1.7555727076408993},{"$f":"$M$8*$J$12*$L$12/8/$N$43*(1+$J$12*$J$12*$M$8*$M$8/48/$N$43/$N$43)","v":2.527814381087393},null,null,"-","-","-",null,null,null,{"$f":"X12","v":0},null,{"$f":"IF(Y12=\"-\",\"-\",$AB$7*Y12*AA12/8/$Y$43*(1+Y12^2*$AB$7^2/48/$Y$43^2))","v":{"$error":"#N/A"}},{"$f":"IF(Y12=\"-\",\"-\",$AB$7*Y12*AA12/8/$Z$43*(1+Y12^2*$AB$7^2/48/$Z$43^2))","v":{"$error":"#N/A"}},{"$f":"IF(Y12=\"-\",\"-\",$AB$7*Y12*AA12/8/$AA$43*(1+Y12*Y12*$AB$7*$AB$7/48/$AA$43/$AA$43))","v":{"$error":"#N/A"}},{"$f":"IF(Y12=\"-\",\"-\",$AB$7*Y12*AA12/8/$AB$43*(1+Y12*Y12*$AB$7*$AB$7/48/$AB$43/$AB$43))","v":{"$error":"#N/A"}},{"$f":"IF(Y12=\"-\",\"-\",$AB$8*Y12*AA12/8/$AC$43*(1+Y12*Y12*$AB$8*$AB$8/48/$AC$43/$AC$43))","v":{"$error":"#N/A"}},null,null,"-","-","-",null,null,null,{"$f":"AM12","v":0},null,{"$f":"IF(AN12=\"-\",\"-\",$AQ$7*AN12*AP12/8/$AN$43*(1+AN12^2*$AQ$7^2/48/$AN$43^2))","v":{"$error":"#N/A"}},{"$f":"IF(AN12=\"-\",\"-\",$AQ$7*AN12*AP12/8/$AO$43*(1+AN12^2*$AQ$7^2/48/$AO$43^2))","v":{"$error":"#N/A"}},{"$f":"IF(AN12=\"-\",\"-\",$AQ$7*AN12*AP12/8/$AP$43*(1+AN12*AN12*$AQ$7*$AQ$7/48/$AP$43/$AP$43))","v":{"$error":"#N/A"}},{"$f":"IF(AN12=\"-\",\"-\",$AQ$7*AN12*AP12/8/$AQ$43*(1+AN12*AN12*$AQ$7*$AQ$7/48/$AQ$43/$AQ$43))","v":{"$error":"#N/A"}},{"$f":"IF(AN12=\"-\",\"-\",$AQ$8*AN12*AP12/8/$AR$43*(1+AN12*AN12*$AQ$8*$AQ$8/48/$AR$43/$AR$43))","v":{"$error":"#N/A"}}]
[null,"-","-","-",null,null,null,{"$f":"IF($I$13=0,\"-\",$I$13)","v":2},null,0,0,{"$f":"IF($J13=\"-\",\"-\",$M$7*$J13*$L13/8/$L$43*(1+$J13*$J13*$M$7*$M$7/48/$L$43/$L$43))","v":0},{"$f":"IF($J13=\"-\",\"-\",$M$7*$J13*$L13/8/$M$43*(1+$J13*$J13*$M$7*$M$7/48/$M$43/$M$43))","v":0},{"$f":"IF($J13=\"-\",\"-\",$M$8*$J13*$L13/8/$N$43*(1+$J13*$J13*$M$8*$M$8/48/$N$43/$N$43))","v":0},null,null,"-","-","-",null,null,null,{"$f":"IF(X13=0,\"-\",X13)","v":"-"},null,{"$error":"#N/A"},{"$error":"#N/A"},{"$error":"#N/A"},{"$error":"#N/A"},{"$error":"#N/A"},null,null,"-","-","-",null,null,null,{"$f":"IF(AM13=0,\"-\",AM13)","v":"-"},null,{"$error":"#N/A"},{"$error":"#N/A"},{"$error":"#N/A"},{"$error":"#N/A"},{"$error":"#N/A"},null,null,null,"Poste ",null,"traçao horizontal",null,"TRECHO 3","Tração Vertical"]
[null,"-","-","-",null,null,null,{"$f":"IF($I$14=0,\"-\",$I$14)","v":"-"},null,0,0,0,0,0,null,null,"-","-","-",null,null,null,"-",null,{"$error":"#N/A"},{"$error":"#N/A"},{"$error":"#N/A"},{"$error":"#N/A"},{"$error":"#N/A"},null,null,"-","-","-",null,null,null,"-",null,{"$error":"#N/A"},{"$error":"#N/A"},{"$error":"#N/A"},{"$error":"#N/A"},{"$error":"#N/A"},null,null,null,"nº","deflexão",null,null,null,"0ºC s/carga","0ºC+1/3V","15ºC+V"]
[null,"-","-","-",null,null,null,{"$f":"IF($I$15=0,\"-\",$I$15)","v":"-"},null,0,0,0,0,0,null,null,"-","-","-",null,null,null,"-",null,{"$error":"#N/A"},{"$error":"#N/A"},{"$error":"#N/A"},{"$error":"#N/A"},{"$error":"#N/A"},null,null,"-","-","-",null,null,null,"-",null,{"$error":"#N/A"},{"$error":"#N/A"},{"$error":"#N/A"},{"$error":"#N/A"},{"$error":"#N/A"},null,null,null,{"$f":"IF(AN13=0,0,AM13)","v":0},{"$f":"Multiplex!E81","v":0},{"$f":"IF(AN13=0,0,  0.05*AG34*$AQ$4*COS(AW48*PI()/180/2)  +  2*$AQ$33*ABS(SIN(AW48*PI()/180/2)))","v":0},null,null,{"$f":"IF(AN13=0,0,$AQ$7*AG34+AH34*$AN$43)","v":0},{"$f":"IF(AN13=0,0,$AQ$7*(AG34+$AM$43/$AQ$9*AH34))","v":0},{"$f":"IF(AN13=0,0,$AQ$7*(AG34+$AR$43/$AQ$8*AH34))","v":0}]
[null,"-","-","-",null,null,null,{"$f":"IF($I$16=0,\"-\",$I$16)","v":"-"},null,0,0,0,0,0,null,null,"-","-","-",null,null,null,"-",null,{"$error":"#N/A"},{"$error":"#N/A"},{"$error":"#N/A"},{"$error":"#N/A"},{"$error":"#N/A"},null,null,"-","-","-",null,null,null,"-",null,{"$error":"#N/A"},{"$error":"#N/A"},{"$error":"#N/A"},{"$error":"#N/A"},{"$error":"#N/A"},null,null,null,0,{"$f":"Multiplex!E82","v":0},0,null,null,0,0,0]
[null,"-","-","-",null,null,null,{"$f":"IF($I$17=0,\"-\",$I$17)","v":"-"},null,0,0,0,0,0,null,null,"-","-","-",null,null,null,"-",null,{"$error":"#N/A"},{"$error":"#N/A"},{"$error":"#N/A"},{"$error":"#N/A"},{"$error":"#N/A"},null,null,"-","-","-",null,null,null,"-",null,{"$error":"#N/A"},{"$error":"#N/A"},{"$error":"#N/A"},{"$error":"#N/A"},{"$error":"#N/A"},null,null,null,0,{"$f":"Multiplex!E83","v":0},0,null,null,0,0,0]
[null,"-","-","-",null,null,null,{"$f":"IF($I$18=0,\"-\",$I$18)","v":"-"},null,0,0,0,0,0,null,null,"-","-","-",null,null,null,"-",null,{"$error":"#N/A"},{"$error":"#N/A"},{"$error":"#N/A"},{"$error":"#N/A"},{"$error":"#N/A"},null,null,"-","-","-",null,null,null,"-",null,{"$error":"#N/A"},{"$error":"#N/A"},{"$error":"#N/A"},{"$error":"#N/A"},{"$error":"#N/A"},null,null,null,0,{"$f":"Multiplex!E84","v":0},0,null,null,0,0,0]
[null,null,null,null,null,null,null,{"$f":"IF($I$19=0,\"-\",$I$19)","v":"-"},null,0,0,0,0,0,null,null,null,null,null,null,null,null,"-",null,{"$error":"#N/A"},{"$error":"#N/A"},{"$error":"#N/A"},{"$error":"#N/A"},{"$error":"#N/A"},null,null,null,null,null,null,null,null,"-",null,{"$error":"#N/A"},{"$error":"#N/A"},{"$error":"#N/A"},{"$error":"#N/A"},{"$error":"#N/A"},null,null,null,0,{"$f":"Multiplex!E85","v":0},0,null,null,0,0,0]
["Equações da Catenária",null,null,null,null,null,null,{"$f":"IF($I$20=0,\"-\",$I$20)","v":"-"},null,0,0,0,0,0,null,null,null,null,null,null,null,null,"-",null,{"$error":"#N/A"},{"$error":"#N/A"},{"$error":"#N/A"},{"$error":"#N/A"},{"$error":"#N/A"},null,null,null,null,null,null,null,null,"-",null,{"$error":"#N/A"},{"$error":"#N/A"},{"$error":"#N/A"},{"$error":"#N/A"},{"$error":"#N/A"},null,null,null,0,{"$f":"Multiplex!E86","v":0},0,null,null,0,0,0]
[null,"vão 1",null,null,null,null,null,{"$f":"IF($I$21=0,\"-\",$I$21)","v":"-"},null,0,0,0,0,0,null,null,null,null,null,null,null,null,"-",null,{"$error":"#N/A"},{"$error":"#N/A"},{"$error":"#N/A"},{"$error":"#N/A"},{"$error":"#N/A"},null,null,null,null,null,null,null,null,"-",null,{"$error":"#N/A"},{"$error":"#N/A"},{"$error":"#N/A"},{"$error":"#N/A"},{"$error":"#N/A"},null,null,null,0,{"$f":"Multiplex!E87","v":0},0,null,null,0,0,0]
[null,"c = T/p =",{"$f":"E12/E9","v":124.04304811683676},null,null,null,null,{"$f":"IF($I$22=0,\"-\",$I$22)","v":"-"},null,0,0,0,0,0,null,null,null,{"$f":"T12/T9","v":{"$error":"#N/A"}},null,null,null,null,"-",null,{"$error":"#N/A"},{"$error":"#N/A"},{"$error":"#N/A"},{"$error":"#N/A"},{"$error":"#N/A"},null,null,null,{"$f":"AI12/AI9","v":{"$error":"#N/A"}},null,null,null,null,"-",null,{"$error":"#N/A"},{"$error":"#N/A"},{"$error":"#N/A"},{"$error":"#N/A"},{"$error":"#N/A"},null,null,null,0,{"$f":"Multiplex!E88","v":0},0,null,null,0,0,0]
[null,"Senh(a/2c)=",{"$f":"SINH(C12/2/C55)","v":0.20291013965347293},null,null,null,null,{"$f":"IF($I$23=0,\"-\",$I$23)","v":"-"},null,0,0,0,0,0,null,null,null,{"$f":"SINH(R12/2/R55)","v":{"$error":"#N/A"}},null,null,null,null,"-",null,{"$error":"#N/A"},{"$error":"#N/A"},{"$error":"#N/A"},{"$error":"#N/A"},{"$error":"#N/A"},null,null,null,{"$f":"SINH(AG12/2/AG55)","v":{"$error":"#N/A"}},null,null,null,null,"-",null,{"$error":"#N/A"},{"$error":"#N/A"},{"$error":"#N/A"},{"$error":"#N/A"},{"$error":"#N/A"},null,null,null,0,{"$f":"Multiplex!E89","v":0},0,null,null,0,0,0]
[null,"z =",{"$f":"D12/2/C55/C56","v":0},null,null,null,null,{"$f":"IF($I$24=0,\"-\",$I$24)","v":"-"},null,0,0,0,0,0,null,null,null,{"$f":"S12/2/R55/R56","v":{"$error":"#N/A"}},null,null,null,null,"-",null,{"$error":"#N/A"},{"$error":"#N/A"},{"$error":"#N/A"},{"$error":"#N/A"},{"$error":"#N/A"},null,null,null,{"$f":"AH12/2/AG55/AG56","v":{"$error":"#N/A"}},null,null,null,null,"-",null,{"$error":"#N/A"},{"$error":"#N/A"},{"$error":"#N/A"},{"$error":"#N/A"},{"$error":"#N/A"},null,null,null,0,{"$f":"Multiplex!E90","v":0},0,null,null,0,0,0]
[null,"x=",{"$f":"C55*ASINH(C57)","v":0},null,null,null,null,{"$f":"IF($I$25=0,\"-\",$I$25)","v":"-"},null,0,0,0,0,0,null,null,null,{"$f":"R55*ASINH(R57)","v":{"$error":"#N/A"}},null,null,null,null,"-",null,{"$error":"#N/A"},{"$error":"#N/A"},{"$error":"#N/A"},{"$error":"#N/A"},{"$error":"#N/A"},null,null,null,{"$f":"AG55*ASINH(AG57)","v":{"$error":"#N/A"}},null,null,null,null,"-",null,{"$error":"#N/A"},{"$error":"#N/A"},{"$error":"#N/A"},{"$error":"#N/A"},{"$error":"#N/A"},null,null,null,0,{"$f":"Multiplex!E91","v":0},0,null,null,0,0,0]
[null,"x2 =",{"$f":"C58+C12/2","v":25},"y2 =",{"$f":"C55*COSH(C59/C55)","v":126.57087405267154},null,null,{"$f":"IF($I$26=0,\"-\",$I$26)","v":"-"},null,0,0,0,0,0,null,null,null,{"$f":"R58+R12/2","v":{"$error":"#N/A"}},"y2 =",{"$f":"R55*COSH(R59/R55)","v":{"$error":"#N/A"}},null,null,"-",null,{"$error":"#N/A"},{"$error":"#N/A"},{"$error":"#N/A"},{"$error":"#N/A"},{"$error":"#N/A"},null,null,null,{"$f":"AG58+AG12/2","v":{"$error":"#N/A"}},null,{"$f":"AG55*COSH(AG59/AG55)","v":{"$error":"#N/A"}},null,null,"-",null,{"$error":"#N/A"},{"$error":"#N/A"},{"$error":"#N/A"},{"$error":"#N/A"},{"$error":"#N/A"},null,null,null,0,{"$f":"Multiplex!E92","v":0},0,null,null,0,0,0]
[null," x1 =",{"$f":"C58-C12/2","v":-25},"y1 =",{"$f":"C55*COSH(C60/C55)","v":126.57087405267154},null,null,{"$f":"IF($I$26=0,\"-\",$I$27)","v":"-"},null,0,0,0,0,0,null,null,null,{"$f":"R58-R12/2","v":{"$error":"#N/A"}},"y1 =",{"$f":"R55*COSH(R60/R55)","v":{"$error":"#N/A"}},null,null,"-",null,{"$error":"#N/A"},{"$error":"#N/A"},{"$error":"#N/A"},{"$error":"#N/A"},{"$error":"#N/A"},null,null,null,{"$f":"AG58-AG12/2","v":{"$error":"#N/A"}},null,{"$f":"AG55*COSH(AG60/AG55)","v":{"$error":"#N/A"}},null,null,"-",null,{"$error":"#N/A"},{"$error":"#N/A"},{"$error":"#N/A"},{"$error":"#N/A"},{"$error":"#N/A"},null,null,null,0,{"$f":"Multiplex!E93","v":0},0,null,null,0,0,0]
[null,"vão  2",null,null,null,null,null,{"$f":"IF($I$26=0,\"-\",$I$28)","v":"-"},null,0,0,0,0,0,null,null,null,null,null,null,null,null,"-",null,{"$error":"#N/A"},{"$error":"#N/A"},{"$error":"#N/A"},{"$error":"#N/A"},{"$error":"#N/A"},null,null,null,null,null,null,null,null,"-",null,{"$error":"#N/A"},{"$error":"#N/A"},{"$error":"#N/A"},{"$error":"#N/A"},{"$error":"#N/A"},null,null,null,0,{"$f":"Multiplex!E94","v":0},0,null,null,0,0,0]
[null,"c = T/p =",{"$f":"E13/E9","v":{"$error":"#VALUE!"}},null,null,null,null,{"$f":"IF($I$26=0,\"-\",$I$29)","v":"-"},null,0,0,0,0,0,null,null,null,{"$f":"T13/T9","v":{"$error":"#VALUE!"}},null,null,null,null,"-",null,{"$error":"#N/A"},{"$error":"#N/A"},{"$error":"#N/A"},{"$error":"#N/A"},{"$error":"#N/A"},null,null,null,{"$f":"AI13/AI9","v":{"$error":"#VALUE!"}},null,null,null,null,"-",null,{"$error":"#N/A"},{"$error":"#N/A"},{"$error":"#N/A"},{"$error":"#N/A"},{"$error":"#N/A"},null,null,null,0,{"$f":"Multiplex!E95","v":0},0,null,null,0,0,0]
[null,"Senh(a/2c)=",{"$f":"SINH(C13/2/C62)","v":{"$error":"#VALUE!"}},null,null,null,null,{"$f":"IF($I$26=0,\"-\",$I$30)","v":"-"},null,0,0,0,0,0,null,null,null,{"$f":"SINH(R13/2/R62)","v":{"$error":"#VALUE!"}},null,null,null,null,"-",null,{"$error":"#N/A"},{"$error":"#N/A"},{"$error":"#N/A"},{"$error":"#N/A"},{"$error":"#N/A"},null,null,null,{"$f":"SINH(AG13/2/AG62)","v":{"$error":"#VALUE!"}},null,null,null,null,"-",null,{"$error":"#N/A"},{"$error":"#N/A"},{"$error":"#N/A"},{"$error":"#N/A"},{"$error":"#N/A"},null,null,null,0,{"$f":"Multiplex!E96","v":0},0,null,null,0,0,0]
[null,"z =",{"$f":" D13/2/C62/C63","v":{"$error":"#VALUE!"}},null,null,null,null,"TRAÇÕES E FLECHAS DE MONTAGEM",null,null,null,null,null,null,null,null,null,{"$f":" S13/2/R62/R63","v":{"$error":"#VALUE!"}},null,null,null,null,"TRAÇÕES E FLECHAS DE MONTAGEM",null,null,null,null,null,null,null,null,null,{"$f":" AH13/2/AG62/AG63","v":{"$error":"#VALUE!"}},null,null,null,null,null,"TRAÇÕES E FLECHAS DE MONTAGEM",null,null,null,null,null,null,null,null,0,{"$f":"Multiplex!E97","v":0},0,null,null,0,0,0]
[null,"x=",{"$f":"C62*ASINH(C64)","v":{"$error":"#VALUE!"}},null,null,null,null,"temperatura","20ºC","25ºC","30ºC","35ºC","40ºC","45ºC","50ºC",null,null,{"$f":"R62*ASINH(R64)","v":{"$error":"#VALUE!"}},null,null,null,null,"temperatura","20ºC","25ºC","30ºC","35ºC","40ºC","45ºC","50ºC",null,null,{"$f":"AG62*ASINH(AG64)","v":{"$error":"#VALUE!"}},null,null,null,null,"temperatura","20ºC","25ºC","30ºC","35ºC","40ºC","45ºC","50ºC",null,null,0,{"$f":"Multiplex!E98","v":0},0,null,null,0,0,0]
[null,"x2 =",{"$f":"C65+C13/2","v":{"$error":"#VALUE!"}},"y2 =",{"$f":"C62*COSH(C66/C62)","v":{"$error":"#VALUE!"}},null,null,"vãos","trações",null,null,null,null,null,null,null,null,{"$f":"R65+R13/2","v":{"$error":"#VALUE!"}}," y2 =",{"$f":"R62*COSH(R66/R62)","v":{"$error":"#VALUE!"}},null,null,"vãos","trações",null,null,null,null,null,null,null,null,{"$f":"AG65+AG13/2","v":{"$error":"#VALUE!"}},null,{"$f":"AG62*COSH(AG66/AG62)","v":{"$error":"#VALUE!"}},null,null,"vãos","trações"]
[null," x1 =",{"$f":"C65-C13/2","v":{"$error":"#VALUE!"}},"y1 =",{"$f":"C62*COSH(C67/C62)","v":{"$error":"#VALUE!"}},null,null,null,{"$f":"IF($J$172>0,$N$170,$N$176)","v":174.01381112148448},{"$f":"IF($J$185>0,$N$183,$N$189)","v":172.42922540226954},{"$f":"IF($J$198>0,$N$196,$N$202)","v":170.86785307230386},{"$f":"IF($J$211>0,$N$209,$N$215)","v":169.32950825031472},{"$f":"IF($J$224>0,$N$222,$N$228)","v":167.81399506703465},{"$f":"IF($J$237>0,$N$235,$N$241)","v":166.3211082185677},{"$f":"IF($J$250>0,$N$248,$N$254)","v":164.85063352731865},null,null,{"$f":"R65-R13/2","v":{"$error":"#VALUE!"}},"y1=",{"$f":"R62*COSH(R67/R62)","v":{"$error":"#VALUE!"}},null,null,null,{"$f":"IF(Y31=0,\"-\",IF(Y172>0,AC170,AC176))","v":"-"},{"$f":"IF(Y31=0,\"-\",IF(Y185>0,AC183,AC189))","v":"-"},{"$f":"IF(Y31=0,\"-\",IF(Y198>0,AC196,AC202))","v":"-"},{"$f":"IF(Y31=0,\"-\",IF(Y211>0,AC209,AC215))","v":"-"},{"$f":"IF(Y31=0,\"-\",IF(Y224>0,AC222,AC228))","v":"-"},{"$f":"IF(Y31=0,\"-\",IF(Y237>0,AC235,AC241))","v":"-"},{"$f":"IF(Y31=0,\"-\",IF(Y250>0,AC248,AC254))","v":"-"},null,null,{"$f":"AG65-AG13/2","v":{"$error":"#VALUE!"}},null,{"$f":"AG62*COSH(AG67/AG62)","v":{"$error":"#VALUE!"}},null,null,null,{"$f":"IF(AN31=0,\"-\",IF(AN172>0,AR170,AR176))","v":"-"},{"$f":"IF(AN31=0,\"-\",IF(AN185>0,AR183,AR189))","v":"-"},{"$f":"IF(AN31=0,\"-\",IF(AN198>0,AR196,AR202))","v":"-"},{"$f":"IF(AN31=0,\"-\",IF(AN211>0,AR209,AR215))","v":"-"},{"$f":"IF(AN31=0,\"-\",IF(AN224>0,AR222,AR228))","v":"-"},{"$f":"IF(AN31=0,\"-\",IF(AN237>0,AR235,AR241))","v":"-"},{"$f":"IF(AN31=0,\"-\",IF(AN250>0,AR248,AR254))","v":"-"}]
[null,"vão  3",null,null,null,null,null,null,"FLECHAS",null,null,null,null,null,null,null,null,null,null,null,null,null,null,"flechas",null,null,null,null,null,null,null,null,null,null,null,null,null,null,"flechas",null,null,null,null,null,null,null,"POSTES DE ANCORAGEM INTERMEDIÁRIOS"]
[null,null,{"$f":"E14/E9","v":{"$error":"#VALUE!"}},null,null,null,null,{"$f":"IF($I$12=0,\"-\",$I$12)","v":1},{"$f":"IF($J12=\"-\",\"-\",$M$7*$J12*$L12/8/$I$67*(1+$J12*$J12*$M$7*$M$7/48/$I$67/$I$67))","v":1.7718488832924719},{"$f":"IF($J12=\"-\",\"-\",$M$7*$J12*$L12/8/$J$67*(1+$J12*$J12*$M$7*$M$7/48/$J$67/$J$67))","v":1.788186780546474},{"$f":"IF($J12=\"-\",\"-\",$M$7*$J12*$L12/8/$K$67*(1+$J12*$J12*$M$7*$M$7/48/$K$67/$K$67))","v":1.8045832540889692},{"$f":"IF($J12=\"-\",\"-\",$M$7*$J12*$L12/8/$L$67*(1+$J12*$J12*$M$7*$M$7/48/$L$67/$L$67))","v":1.8210351742723312},{"$f":"IF($J12=\"-\",\"-\",$M$7*$J12*$L12/8/$M$67*(1+$J12*$J12*$M$7*$M$7/48/$M$67/$M$67))","v":1.8375394320036031},{"$f":"IF($J12=\"-\",\"-\",$M$7*$J12*$L12/8/$N$67*(1+$J12*$J12*$M$7*$M$7/48/$N$67/$N$67))","v":1.8540929434036197},{"$f":"IF($J12=\"-\",\"-\",$M$7*$J12*$L12/8/$O$67*(1+$J12*$J12*$M$7*$M$7/48/$O$67/$O$67))","v":1.8706926542249391},null,null,{"$f":"T14/T9","v":{"$error":"#VALUE!"}},null,null,null,null,{"$f":"IF(Y12=0,\"-\",X12)","v":"-"},{"$f":"IF(Y12=\"-\",\"-\",$AB$7*Y12*AA12/8/$X$67*(1+Y12*Y12*$AB$7*$AB$7/48/$X$67/$X$67))","v":{"$error":"#N/A"}},{"$f":"IF(Y12=\"-\",\"-\",$AB$7*Y12*AA12/8/$Y$67*(1+Y12*Y12*$AB$7*$AB$7/48/$Y$67/$Y$67))","v":{"$error":"#N/A"}},{"$f":"IF(Y12=\"-\",\"-\",$AB$7*Y12*AA12/8/$Z$67*(1+Y12*Y12*$AB$7*$AB$7/48/$Z$67/$Z$67))","v":{"$error":"#N/A"}},{"$f":"IF(Y12=\"-\",\"-\",$AB$7*Y12*AA12/8/$AA$67*(1+Y12*Y12*$AB$7*$AB$7/48/$AA$67/$AA$67))","v":{"$error":"#N/A"}},{"$f":"IF(Y12=\"-\",\"-\",$AB$7*Y12*AA12/8/$AB$67*(1+Y12*Y12*$AB$7*$AB$7/48/$AB$67/$AB$67))","v":{"$error":"#N/A"}},{"$f":"IF(Y12=\"-\",\"-\",$AB$7*Y12*AA12/8/$AC$67*(1+Y12*Y12*$AB$7*$AB$7/48/$AC$67/$AC$67))","v":{"$error":"#N/A"}},{"$f":"IF(Y12=\"-\",\"-\",$AB$7*Y12*AA12/8/$AD$67*(1+Y12*Y12*$AB$7*$AB$7/48/$AD$67/$AD$67))","v":{"$error":"#N/A"}},null,null,{"$f":"AI14/AI9","v":{"$error":"#VALUE!"}},null,null,null,null,{"$f":"IF(AN12=0,\"-\",AM12)","v":"-"},{"$f":"IF(AN12=\"-\",\"-\",$AQ$7*AN12*AP12/8/$AM$67*(1+AN12*AN12*$AQ$7*$AQ$7/48/$AM$67/$AM$67))","v":{"$error":"#N/A"}},{"$f":"IF(AN12=\"-\",\"-\",$AQ$7*AN12*AP12/8/$AN$67*(1+AN12*AN12*$AQ$7*$AQ$7/48/$AN$67/$AN$67))","v":{"$error":"#N/A"}},{"$f":"IF(AN12=\"-\",\"-\",$AQ$7*AN12*AP12/8/$AO$67*(1+AN12*AN12*$AQ$7*$AQ$7/48/$AO$67/$AO$67))","v":{"$error":"#N/A"}},{"$f":"IF(AN12=\"-\",\"-\",$AQ$7*AN12*AP12/8/$AP$67*(1+AN12*AN12*$AQ$7*$AQ$7/48/$AP$67/$AP$67))","v":{"$error":"#N/A"}},{"$f":"IF(AN12=\"-\",\"-\",$AQ$7*AN12*AP12/8/$AQ$67*(1+AN12*AN12*$AQ$7*$AQ$7/48/$AQ$67/$AQ$67))","v":{"$error":"#N/A"}},{"$f":"IF(AN12=\"-\",\"-\",$AQ$7*AN12*AP12/8/$AR$67*(1+AN12*AN12*$AQ$7*$AQ$7/48/$AR$67/$AR$67))","v":{"$error":"#N/A"}},{"$f":"IF(AN12=\"-\",\"-\",$AQ$7*AN12*AP12/8/$AS$67*(1+AN12*AN12*$AQ$7*$AQ$7/48/$AS$67/$AS$67))","v":{"$error":"#N/A"}},null,"poste nº",null,"ângulo","comprimento dos vãos",null,"desnível",null,"diâmetro do condutor",null,"peso "]
[null,null,{"$f":"SINH(C14/2/C69)","v":{"$error":"#VALUE!"}},null,null,null,null,{"$f":"IF($I$13=0,\"-\",$I$13)","v":2},0,0,0,0,0,0,0,null,null,{"$f":"SINH(R14/2/R69)","v":{"$error":"#VALUE!"}},null,null,null,null,"-",{"$error":"#N/A"},{"$error":"#N/A"},{"$error":"#N/A"},{"$error":"#N/A"},{"$error":"#N/A"},{"$error":"#N/A"},{"$error":"#N/A"},null,null,{"$f":"SINH(AG14/2/AG69)","v":{"$error":"#VALUE!"}},null,null,null,null,"-",{"$error":"#N/A"},{"$error":"#N/A"},{"$error":"#N/A"},{"$error":"#N/A"},{"$error":"#N/A"},{"$error":"#N/A"},{"$error":"#N/A"},null,null,null,null,"anterior","posterior","anterior","posterior","anterior","posterior","anterior","posterior"]
[null,null,{"$f":"D14/2/C69/C70","v":{"$error":"#VALUE!"}},null,null,null,null,{"$f":"IF($I$14=0,\"-\",$I$14)","v":"-"},0,0,0,0,0,0,0,null,null,{"$f":"S14/2/R69/R70","v":{"$error":"#VALUE!"}},null,null,null,null,"-",{"$error":"#N/A"},{"$error":"#N/A"},{"$error":"#N/A"},{"$error":"#N/A"},{"$error":"#N/A"},{"$error":"#N/A"},{"$error":"#N/A"},null,null,{"$f":"AH14/2/AG69/AG70","v":{"$error":"#VALUE!"}},null,null,null,null,"-",{"$error":"#N/A"},{"$error":"#N/A"},{"$error":"#N/A"},{"$error":"#N/A"},{"$error":"#N/A"},{"$error":"#N/A"},{"$error":"#N/A"},null,{"$f":"IF(Q12>0,  1+MAX(B12:B30), \"-\")","v":"-"},null,{"$f":"IF(Multiplex!E50<0,  -180+Multiplex!E50, 180-Multiplex!E50)","v":180},{"$f":"IF(AU71=\"-\",\"-\",VLOOKUP(AU71-1,B12:C30,2,FALSE))","v":"-"},{"$f":"IF(AU71=\"\",\"-\",R12)","v":0},{"$f":"IF(AU71=\"\",\"-\",VLOOKUP(AU71-1,B12:D30,3,FALSE))","v":{"$error":"#VALUE!"}},{"$f":"IF(AU71=\"\",\"-\",S12)","v":0},{"$f":"M4","v":40.5},{"$f":"AB4","v":{"$error":"#N/A"}},{"$f":"E8","v":0.98499999999999999},{"$f":"T8","v":{"$error":"#N/A"}}]
[null,null,{"$f":"C69*ASINH(C71)","v":{"$error":"#VALUE!"}},null,null,null,null,{"$f":"IF($I$15=0,\"-\",$I$15)","v":"-"},0,0,0,0,0,0,0,null,null,{"$f":"R69*ASINH(R71)","v":{"$error":"#VALUE!"}},null,null,null,null,"-",{"$error":"#N/A"},{"$error":"#N/A"},{"$error":"#N/A"},{"$error":"#N/A"},{"$error":"#N/A"},{"$error":"#N/A"},{"$error":"#N/A"},null,null,{"$f":"AG69*ASINH(AG71)","v":{"$error":"#VALUE!"}},null,null,null,null,"-",{"$error":"#N/A"},{"$error":"#N/A"},{"$error":"#N/A"},{"$error":"#N/A"},{"$error":"#N/A"},{"$error":"#N/A"},{"$error":"#N/A"},null,{"$f":"IF(AF12>0,1+MAX(Q12:Q30),\"-\")","v":"-"},null,{"$f":"IF(Multiplex!E80<0,  -180+Multiplex!E80,  180-Multiplex!E80)","v":180},{"$f":"IF(AU72=\"\",\"-\",VLOOKUP(AU72-1,$Q$12:$S$30,2,FALSE))","v":{"$error":"#VALUE!"}},{"$f":"IF(AU72=\"\",\"-\",AG12)","v":0},{"$f":"IF(AU72=\"\",\"-\",VLOOKUP(AU72-1,Q12:S30,3,FALSE))","v":{"$error":"#VALUE!"}},{"$f":"IF(AU72=\"\",\"-\",AH12)","v":0},{"$f":"AB4","v":{"$error":"#N/A"}},{"$f":"AQ4","v":{"$error":"#N/A"}},{"$f":"T8","v":{"$error":"#N/A"}},{"$f":"AI8","v":{"$error":"#N/A"}}]
[null,null,{"$f":"C72+C14/2","v":{"$error":"#VALUE!"}},null,{"$f":"C69*COSH(C73/C69)","v":{"$error":"#VALUE!"}},null,null,{"$f":"IF($I$16=0,\"-\",$I$16)","v":"-"},0,0,0,0,0,0,0,null,null,{"$f":"R72+R14/2","v":{"$error":"#VALUE!"}},"y2 =",{"$f":"R69*COSH(R73/R69)","v":{"$error":"#VALUE!"}},null,null,"-",{"$error":"#N/A"},{"$error":"#N/A"},{"$error":"#N/A"},{"$error":"#N/A"},{"$error":"#N/A"},{"$error":"#N/A"},{"$error":"#N/A"},null,null,{"$f":"AG72+AG14/2","v":{"$error":"#VALUE!"}},null,{"$f":"AG69*COSH(AG73/AG69)","v":{"$error":"#VALUE!"}},null,null,"-",{"$error":"#N/A"},{"$error":"#N/A"},{"$error":"#N/A"},{"$error":"#N/A"},{"$error":"#N/A"},{"$error":"#N/A"},{"$error":"#N/A"},null,"poste nº",null,"Componente horizontal",null,null,null,"relação de esforços"]
[null,null,{"$f":"C72-C14/2","v":{"$error":"#VALUE!"}},null,{"$f":"C69*COSH(C74/C69)","v":{"$error":"#VALUE!"}},null,null,{"$f":"IF($I$17=0,\"-\",$I$17)","v":"-"},0,0,0,0,0,0,0,null,null,{"$f":"R72-R14/2","v":{"$error":"#VALUE!"}},"y1=",{"$f":"R69*COSH(R74/R69)","v":{"$error":"#VALUE!"}},null,null,"-",{"$error":"#N/A"},{"$error":"#N/A"},{"$error":"#N/A"},{"$error":"#N/A"},{"$error":"#N/A"},{"$error":"#N/A"},{"$error":"#N/A"},null,null,{"$f":"AG72-AG14/2","v":{"$error":"#VALUE!"}},null,{"$f":"AG69*COSH(AG74/AG69)","v":{"$error":"#VALUE!"}},null,null,"-",{"$error":"#N/A"},{"$error":"#N/A"},{"$error":"#N/A"},{"$error":"#N/A"},{"$error":"#N/A"},{"$error":"#N/A"},{"$error":"#N/A"},null,null,null,"vão anterior",null,"vão posterior",null,"nominal","útil"]
[null,"vão  4",null,null,null,null,null,{"$f":"IF($I$18=0,\"-\",$I$18)","v":"-"},0,0,0,0,0,0,0,null,null,"VANO Nº 4",null,null,null,null,"-",{"$error":"#N/A"},{"$error":"#N/A"},{"$error":"#N/A"},{"$error":"#N/A"},{"$error":"#N/A"},{"$error":"#N/A"},{"$error":"#N/A"},null,null,"VANO Nº 4",null,null,null,null,"-",{"$error":"#N/A"},{"$error":"#N/A"},{"$error":"#N/A"},{"$error":"#N/A"},{"$error":"#N/A"},{"$error":"#N/A"},{"$error":"#N/A"},null,null,null,"0º+1/3V","15º +V","0º+1/3 V","15º+V"]
[null,null,{"$f":"E15/E9","v":{"$error":"#VALUE!"}},null,null,null,null,{"$f":"IF($I$19=0,\"-\",$I$19)","v":"-"},0,0,0,0,0,0,0,null,null,{"$f":"T15/T9","v":{"$error":"#VALUE!"}},null,null,null,null,"-",{"$error":"#N/A"},{"$error":"#N/A"},{"$error":"#N/A"},{"$error":"#N/A"},{"$error":"#N/A"},{"$error":"#N/A"},{"$error":"#N/A"},null,null,{"$f":"AI15/AI9","v":{"$error":"#VALUE!"}},null,null,null,null,"-",{"$error":"#N/A"},{"$error":"#N/A"},{"$error":"#N/A"},{"$error":"#N/A"},{"$error":"#N/A"},{"$error":"#N/A"},{"$error":"#N/A"},null,{"$f":"AU71","v":"-"},null,{"$f":"I43","v":199.43985219585218},{"$f":"N43","v":279.32693219905241},{"$f":"X43","v":{"$error":"#N/A"}},{"$f":"AC43","v":"-"},{"$f":"$BJ$15","v":2},{"$f":"$BJ$15","v":2}]
[null,null,{"$f":"SINH(C15/2/C76)","v":{"$error":"#VALUE!"}},null,null,null,null,{"$f":"IF($I$20=0,\"-\",$I$20)","v":"-"},0,0,0,0,0,0,0,null,null,{"$f":"SINH(R15/2/R76)","v":{"$error":"#VALUE!"}},null,null,null,null,"-",{"$error":"#N/A"},{"$error":"#N/A"},{"$error":"#N/A"},{"$error":"#N/A"},{"$error":"#N/A"},{"$error":"#N/A"},{"$error":"#N/A"},null,null,{"$f":"SINH(AG15/2/AG76)","v":{"$error":"#VALUE!"}},null,null,null,null,"-",{"$error":"#N/A"},{"$error":"#N/A"},{"$error":"#N/A"},{"$error":"#N/A"},{"$error":"#N/A"},{"$error":"#N/A"},{"$error":"#N/A"},null,{"$f":"AU72","v":"-"},null,{"$f":"X43","v":{"$error":"#N/A"}},{"$f":"AC43","v":"-"},{"$f":"AM43","v":{"$error":"#N/A"}},{"$f":"AR43","v":"-"},{"$f":"$BJ$15","v":2},{"$f":"$BJ$15","v":2}]
[null,null,{"$f":"D15/2/C76/C77","v":{"$error":"#VALUE!"}},null,null,null,null,{"$f":"IF($I$21=0,\"-\",$I$21)","v":"-"},0,0,0,0,0,0,0,null,null,{"$f":"S15/2/R76/R77","v":{"$error":"#VALUE!"}},null,null,null,null,"-",{"$error":"#N/A"},{"$error":"#N/A"},{"$error":"#N/A"},{"$error":"#N/A"},{"$error":"#N/A"},{"$error":"#N/A"},{"$error":"#N/A"},null,null,{"$f":"AH15/2/AG76/AG77","v":{"$error":"#VALUE!"}},null,null,null,null,"-",{"$error":"#N/A"},{"$error":"#N/A"},{"$error":"#N/A"},{"$error":"#N/A"},{"$error":"#N/A"},{"$error":"#N/A"},{"$error":"#N/A"},null,"ESFORÇOS NA DISPOSIÇÃO NORMAL"]
[null,null,{"$f":"C76*ASINH(C78)","v":{"$error":"#VALUE!"}},null,null,null,null,{"$f":"IF($I$22=0,\"-\",$I$22)","v":"-"},0,0,0,0,0,0,0,null,null,{"$f":"R76*ASINH(R78)","v":{"$error":"#VALUE!"}},null,null,null,null,"-",{"$error":"#N/A"},{"$error":"#N/A"},{"$error":"#N/A"},{"$error":"#N/A"},{"$error":"#N/A"},{"$error":"#N/A"},{"$error":"#N/A"},null,null,{"$f":"AG76*ASINH(AG78)","v":{"$error":"#VALUE!"}},null,null,null,null,"-",{"$error":"#N/A"},{"$error":"#N/A"},{"$error":"#N/A"},{"$error":"#N/A"},{"$error":"#N/A"},{"$error":"#N/A"},{"$error":"#N/A"},null,"Poste","Esforço Horiznontal",null,null,null,"Carga Vertical"]
[null,null,{"$f":"C79+C15/2","v":{"$error":"#VALUE!"}},null,{"$f":"C76*COSH(C80/C76)","v":{"$error":"#VALUE!"}},null,null,{"$f":"IF($I$23=0,\"-\",$I$23)","v":"-"},0,0,0,0,0,0,0,null,null,{"$f":"R79+R15/2","v":{"$error":"#VALUE!"}},"y2 =",{"$f":"R76*COSH(R80/R76)","v":{"$error":"#VALUE!"}},null,null,"-",{"$error":"#N/A"},{"$error":"#N/A"},{"$error":"#N/A"},{"$error":"#N/A"},{"$error":"#N/A"},{"$error":"#N/A"},{"$error":"#N/A"},null,null,{"$f":"AG79+AG15/2","v":{"$error":"#VALUE!"}},null,{"$f":"AG76*COSH(AG80/AG76)","v":{"$error":"#VALUE!"}},null,null,"-",{"$error":"#N/A"},{"$error":"#N/A"},{"$error":"#N/A"},{"$error":"#N/A"},{"$error":"#N/A"},{"$error":"#N/A"},{"$error":"#N/A"},null,null,"0ºC +1/3 V",null,"15ºC + V",null,"0ºsin sobr.","0º+1/3 V","15º+V"]
[null,null,{"$f":"C79-C15/2","v":{"$error":"#VALUE!"}},null,{"$f":"C76*COSH(C81/C76)","v":{"$error":"#VALUE!"}},null,null,{"$f":"IF($I$24=0,\"-\",$I$24)","v":"-"},0,0,0,0,0,0,0,null,null,{"$f":"R79-R15/2","v":{"$error":"#VALUE!"}},"y1 =",{"$f":"R76*COSH(R81/R76)","v":{"$error":"#VALUE!"}},null,null,"-",{"$error":"#N/A"},{"$error":"#N/A"},{"$error":"#N/A"},{"$error":"#N/A"},{"$error":"#N/A"},{"$error":"#N/A"},{"$error":"#N/A"},null,null,{"$f":"AG79-AG15/2","v":{"$error":"#VALUE!"}},null,{"$f":"AG76*COSH(AG81/AG76)","v":{"$error":"#VALUE!"}},null,null,"-",{"$error":"#N/A"},{"$error":"#N/A"},{"$error":"#N/A"},{"$error":"#N/A"},{"$error":"#N/A"},{"$error":"#N/A"},{"$error":"#N/A"},null,null,"assimétrico","simétrico","assimétrico","simétrico"]
[null,"vão  5",null,null,null,null,null,{"$f":"IF($I$25=0,\"-\",$I$25)","v":"-"},0,0,0,0,0,0,0,null,null,null,null,null,null,null,"-",{"$error":"#N/A"},{"$error":"#N/A"},{"$error":"#N/A"},{"$error":"#N/A"},{"$error":"#N/A"},{"$error":"#N/A"},{"$error":"#N/A"},null,null,null,null,null,null,null,"-",{"$error":"#N/A"},{"$error":"#N/A"},{"$error":"#N/A"},{"$error":"#N/A"},{"$error":"#N/A"},{"$error":"#N/A"},{"$error":"#N/A"},null,{"$f":"AU71","v":"-"},{"$f":"IF($AU71=\"\",\"-\",$AZ114+$AZ115+$AZ116+$AZ117*BA76)","v":{"$error":"#VALUE!"}},{"$f":"IF($AU71=\"\",\"-\",$AZ114+$AZ115+$AZ116+$AZ117*BB76)","v":{"$error":"#VALUE!"}},{"$f":"ABS(IF($AU71=\"\",\"-\",$AZ119+$AZ120+$AZ121+$AZ122*BA76))","v":{"$error":"#VALUE!"}},{"$f":"ABS(IF($AU71=\"\",\"-\",$AZ119+$AZ120+$AZ121+$AZ122))","v":{"$error":"#VALUE!"}},{"$f":"IF(AU71=\"\",\"-\",M7*AX71/2+AB7*AY71/2+J43*AZ71/AX71-Y43*BA71/AY71)","v":{"$error":"#VALUE!"}},{"$f":"IF(AU71=\"\",\"-\",$M$7*(AX71/2+$I$43/$M$9*$AZ$71/AX71)+$AB$7*($AY$71/2-$X$43/$AB$9*$BA$71/$AY$71))","v":{"$error":"#VALUE!"}},{"$f":"IF(AU71=\"\",\"-\",$M$7*(AX71/2+$N$43/$M$8*$AZ$71/AX71)+$AB$7*($AY$71/2-$AC$43/$AB$8*$BA$71/$AY$71))","v":{"$error":"#VALUE!"}}]
[null,null,{"$f":"E16/E9","v":{"$error":"#VALUE!"}},null,null,null,null,{"$f":"IF($I$26=0,\"-\",$I$26)","v":"-"},0,0,0,0,0,0,0,null,null,{"$f":"T16/T9","v":{"$error":"#VALUE!"}},null,null,null,null,"-",{"$error":"#N/A"},{"$error":"#N/A"},{"$error":"#N/A"},{"$error":"#N/A"},{"$error":"#N/A"},{"$error":"#N/A"},{"$error":"#N/A"},null,null,{"$f":"AI16/AI9","v":{"$error":"#VALUE!"}},null,null,null,null,"-",{"$error":"#N/A"},{"$error":"#N/A"},{"$error":"#N/A"},{"$error":"#N/A"},{"$error":"#N/A"},{"$error":"#N/A"},{"$error":"#N/A"},null,{"$f":"AU72","v":"-"},{"$f":"IF($AU72=\"\",\"-\",$AZ129+$AZ130+$AZ131+$AZ132*BA77)","v":{"$error":"#VALUE!"}},{"$f":"IF($AU72=\"\",\"-\",$AZ129+$AZ130+$AZ131+$AZ132*BB77)","v":{"$error":"#VALUE!"}},{"$f":"ABS(IF($AU72=\"\",\"-\",$AZ134+$AZ135+$AZ136+$AZ137*BA77))","v":{"$error":"#VALUE!"}},{"$f":"ABS(IF($AU72=\"\",\"-\",$AZ134+$AZ135+$AZ136+$AZ137))","v":{"$error":"#VALUE!"}},{"$f":"IF(AU72=\"\",\"-\",$AB$7*$AX$72/2+$Y$43*$AZ$72/$AX$72+$AQ$7*$AY$72/2-$AN$43*$BA$72/$AY$72)","v":{"$error":"#N/A"}},{"$f":"IF(AU72=\"\",\"-\",$AB$7*($AX$72/2+$X$43/$AB$9*$AZ$72/$AX$72)+$AQ$7*($AY$72/2-$AM$43/$AQ$9*$BA$72/$AY$72))","v":{"$error":"#N/A"}},{"$f":"IF(AU72=\"\",\"-\",$AB$7*($AX$72/2+$AC$43/$AB$8*$AZ$72/$AX$72)+$AQ$7*($AY$72/2-$AR$43/$AQ$8*$BA$72/$AY$72))","v":{"$error":"#N/A"}}]
[null,null,{"$f":"SINH(C16/2/C83)","v":{"$error":"#VALUE!"}},null,null,null,null,{"$f":"IF($I$27=0,\"-\",$I$27)","v":"-"},0,0,0,0,0,0,0,null,null,{"$f":"SINH(R16/2/R83)","v":{"$error":"#VALUE!"}},null,null,null,null,"-",{"$error":"#N/A"},{"$error":"#N/A"},{"$error":"#N/A"},{"$error":"#N/A"},{"$error":"#N/A"},{"$error":"#N/A"},{"$error":"#N/A"},null,null,{"$f":"SINH(AG16/2/AG83)","v":{"$error":"#VALUE!"}},null,null,null,null,"-",{"$error":"#N/A"},{"$error":"#N/A"},{"$error":"#N/A"},{"$error":"#N/A"},{"$error":"#N/A"},{"$error":"#N/A"},{"$error":"#N/A"},null,"ESFORÇOS NA DISPOSIÇÃO INVERTIDA"]
[null,null,{"$f":"D16/2/C83/C84","v":{"$error":"#VALUE!"}},null,null,null,null,{"$f":"IF($I$27=0,\"-\",$I$28)","v":"-"},0,0,0,0,0,0,0,null,null,{"$f":"S16/2/R83/R84","v":{"$error":"#VALUE!"}},null,null,null,null,"-",{"$error":"#N/A"},{"$error":"#N/A"},{"$error":"#N/A"},{"$error":"#N/A"},{"$error":"#N/A"},{"$error":"#N/A"},{"$error":"#N/A"},null,null,{"$f":"AH16/2/AG83/AG84","v":{"$error":"#VALUE!"}},null,null,null,null,"-",{"$error":"#N/A"},{"$error":"#N/A"},{"$error":"#N/A"},{"$error":"#N/A"},{"$error":"#N/A"},{"$error":"#N/A"},{"$error":"#N/A"},null,"Poste","Esforço Equivalente",null,null,null,"Carga Vertical"]
[null,null,{"$f":"C83*ASINH(C85)","v":{"$error":"#VALUE!"}},null,null,null,null,{"$f":"IF($I$27=0,\"-\",$I$29)","v":"-"},0,0,0,0,0,0,0,null,null,{"$f":"R83*ASINH(R85)","v":{"$error":"#VALUE!"}},null,null,null,null,"-",{"$error":"#N/A"},{"$error":"#N/A"},{"$error":"#N/A"},{"$error":"#N/A"},{"$error":"#N/A"},{"$error":"#N/A"},{"$error":"#N/A"},null,null,{"$f":"AG83*ASINH(AG85)","v":{"$error":"#VALUE!"}},null,null,null,null,"-",{"$error":"#N/A"},{"$error":"#N/A"},{"$error":"#N/A"},{"$error":"#N/A"},{"$error":"#N/A"},{"$error":"#N/A"},{"$error":"#N/A"},null,null,"0ºC +1/3 V",null,"15ºC + V",null,"0ºsin sobr.","0º+1/3 V","15º+V"]
[null,null,{"$f":"C86+C16/2","v":{"$error":"#VALUE!"}},null,{"$f":"C83*COSH(C87/C83)","v":{"$error":"#VALUE!"}},null,null,{"$f":"IF($I$27=0,\"-\",$I$30)","v":"-"},0,0,0,0,0,0,0,null,null,{"$f":"R86+R16/2","v":{"$error":"#VALUE!"}},"y2 =",{"$f":"R83*COSH(R87/R83)","v":{"$error":"#VALUE!"}},null,null,"-",{"$error":"#N/A"},{"$error":"#N/A"},{"$error":"#N/A"},{"$error":"#N/A"},{"$error":"#N/A"},{"$error":"#N/A"},{"$error":"#N/A"},null,null,{"$f":"AG86+AG16/2","v":{"$error":"#VALUE!"}},null,{"$f":"AG83*COSH(AG87/AG83)","v":{"$error":"#VALUE!"}},null,null,"-",{"$error":"#N/A"},{"$error":"#N/A"},{"$error":"#N/A"},{"$error":"#N/A"},{"$error":"#N/A"},{"$error":"#N/A"},{"$error":"#N/A"},null,{"$f":"AU71","v":"-"},{"$f":"IF(AU71=\"\",\"-\",(AZ114+AZ115+AZ116)*BB76+AZ117)","v":{"$error":"#VALUE!"}},null,{"$f":"ABS(IF(AU71=\"\",\"-\",(AZ119+AZ120+AZ121)*BB76+AZ122))","v":{"$error":"#VALUE!"}},null,{"$f":"IF(AU71=\"\",\"-\",M7*AX71/2+AB7*AY71/2+J43*AZ71/AX71-Y43*BA71/AY71)","v":{"$error":"#VALUE!"}},{"$f":"IF(AU71=\"\",\"-\",$M$7*(AX71/2+$I$43/$M$9*$AZ$71/AX71)+$AB$7*($AY$71/2-$X$43/$AB$9*$BA$71/$AY$71))","v":{"$error":"#VALUE!"}},{"$f":"IF(AU71=\"\",\"-\",$M$7*(AX71/2+$N$43/$M$8*$AZ$71/AX71)+$AB$7*($AY$71/2-$AC$43/$AB$8*$BA$71/$AY$71))","v":{"$error":"#VALUE!"}}]
[null,null,{"$f":"C86-C16/2","v":{"$error":"#VALUE!"}},null,{"$f":"C83*COSH(C88/C83)","v":{"$error":"#VALUE!"}},null,null,null,null,null,null,null,null,null,null,null,null,{"$f":"R86-R16/2","v":{"$error":"#VALUE!"}},"y1 =",{"$f":"R83*COSH(R88/R83)","v":{"$error":"#VALUE!"}},null,null,null,null,null,null,null,null,null,null,null,null,{"$f":"AG86-AG16/2","v":{"$error":"#VALUE!"}},null,{"$f":"AG83*COSH(AG88/AG83)","v":{"$error":"#VALUE!"}},null,null,null,null,null,null,null,null,null,null,null,{"$f":"AU72","v":"-"},{"$f":"IF(AU72=\"\",\"-\",(AZ129+AZ130+AZ131)*BB77+AZ132)","v":{"$error":"#VALUE!"}},null,{"$f":"ABS(IF(AU72=\"\",\"-\",(AZ134+AZ135+AZ136)*BB77+AZ137))","v":{"$error":"#VALUE!"}},null,{"$f":"IF(AU72=\"\",\"-\",$AB$7*$AX$72/2+$Y$43*$AZ$72/$AX$72+$AQ$7*$AY$72/2-$AN$43*$BA$72/$AY$72)","v":{"$error":"#N/A"}},{"$f":"IF(AU72=\"\",\"-\",$AB$7*($AX$72/2+$X$43/$AB$9*$AZ$72/$AX$72)+$AQ$7*($AY$72/2-$AM$43/$AQ$9*$BA$72/$AY$72))","v":{"$error":"#N/A"}},{"$f":"IF(AU72=\"\",\"-\",$AB$7*($AX$72/2+$AC$43/$AB$8*$AZ$72/$AX$72)+$AQ$7*($AY$72/2-$AR$43/$AQ$8*$BA$72/$AY$72))","v":{"$error":"#N/A"}}]
[null,"vão  6",null,null,null,null,null,"t = 0º  (v=1/3)",null,null,null,null,null,null,null,null,null,null,null,null,null,null,"t = 0º  (v=1/3)",null,null,null,null,null,null,null,null,null,null,null,null,null,null,"t = 0º  (v=1/3)"]
[null,null,{"$f":"E17/E9","v":{"$error":"#VALUE!"}},null,null,null,null,null,"A =",{"$f":"M6*(-15)*M3*M5-M36+M32*M32/24*M8*M8/M36/M36*M3*M5","v":-88.583735538423781},null,"S=",{"$f":"POWER(J93+J95,1/3)","v":164.6153656681505},null,null,null,null,{"$f":"T17/T9","v":{"$error":"#VALUE!"}},null,null,null,null,null,null,{"$f":"AB6*(-15)*AB3*AB5-AB33+AB32*AB32/24*AB8*AB8/AB33/AB33*AB3*AB5","v":{"$error":"#N/A"}},null,null,null,{"$f":"POWER(Y93+Y95,1/3)","v":{"$error":"#DIV/0!"}},null,null,null,{"$f":"AI17/AI9","v":{"$error":"#VALUE!"}},null,null,null,null,null,null,{"$f":"AQ6*(-15)*AQ3*AQ5-AQ33+AQ32*AQ32/24*AQ8*AQ8/AQ33/AQ33*AQ3*AQ5","v":{"$error":"#N/A"}},null,null,null,{"$f":"POWER(AN93+AN95,1/3)","v":{"$error":"#DIV/0!"}},null,null,"POSTES DE ANCORAGEM TERMINAIS"]
[null,null,{"$f":"SINH(C17/2/C90)","v":{"$error":"#VALUE!"}},null,null,null,null,null,"B=",{"$f":"M32*M32*M9*M9/24*M3*M5","v":4409441.125},null,"T =",{"$f":"POWER(J93-J95,1/3)","v":5.2965746815604193},null,null,null,null,{"$f":"SINH(R17/2/R90)","v":{"$error":"#VALUE!"}},null,null,null,null,null,null,{"$f":"AB32*AB32*AB9*AB9/24*AB3*AB5","v":{"$error":"#DIV/0!"}},null,null,null,{"$f":"POWER(Y93-Y95,1/3)","v":{"$error":"#DIV/0!"}},null,null,null,{"$f":"SINH(AG17/2/AG90)","v":{"$error":"#VALUE!"}},null,null,null,null,null,null,{"$f":"AQ32*AQ32*AQ9*AQ9/24*AQ3*AQ5","v":{"$error":"#DIV/0!"}},null,null,null,{"$f":"POWER(AN93-AN95,1/3)","v":{"$error":"#DIV/0!"}},null,null,"DISPOSIÇÃO NORMAL"]
[null,null,{"$f":"D17/2/C90/C91","v":{"$error":"#VALUE!"}},null,null,null,null,null,"Q =",{"$f":"-J90*J90/9","v":-871.89757799348945},null,"X= ",{"$f":"M90+M91-J90/3","v":199.43985219585218},null,null,null,null,{"$f":"S17/2/R90/R91","v":{"$error":"#VALUE!"}},null,null,null,null,null,null,{"$f":"-Y90*Y90/9","v":{"$error":"#N/A"}},null,null,null,{"$f":"AC90+AC91-Y90/3","v":{"$error":"#DIV/0!"}},null,null,null,{"$f":"AH17/2/AG90/AG91","v":{"$error":"#VALUE!"}},null,null,null,null,null,null,{"$f":"-AN90*AN90/9","v":{"$error":"#N/A"}},null,null,null,{"$f":"AR90+AR91-AN90/3","v":{"$error":"#DIV/0!"}},null,null,"cantão","poste nº",null,"vão",null,"diâmetro","esforço horizontal",null,"relaçäo\nde esforços"]
[null,null,{"$f":"C90*ASINH(C92)","v":{"$error":"#VALUE!"}},null,null,null,null,null,"R =",{"$f":"J91/2-J90*J90*J90/27","v":2230465.8773218556},null,null,null,null,null,null,null,{"$f":"R90*ASINH(R92)","v":{"$error":"#VALUE!"}},null,null,null,null,null,null,{"$f":"Y91/2-Y90*Y90*Y90/27","v":{"$error":"#DIV/0!"}},null,null,null,null,null,null,null,{"$f":"AG90*ASINH(AG92)","v":{"$error":"#VALUE!"}},null,null,null,null,null,null,{"$f":"AN91/2-AN90*AN90*AN90/27","v":{"$error":"#DIV/0!"}},null,null,null,null,null,null,null,null,null,"compr.","desnível","mm","0º+1/3 V","15º+V"]
[null,null,{"$f":"C93+C17/2","v":{"$error":"#VALUE!"}},null,{"$f":"C90*COSH(C94/C90)","v":{"$error":"#VALUE!"}},null,null,null,null,{"$f":"J92*J92*J92+J93*J93","v":4974315208661.8789},null,null,null,null,null,null,null,{"$f":"R93+R17/2","v":{"$error":"#VALUE!"}},"y2 =",{"$f":"R90*COSH(R94/R90)","v":{"$error":"#VALUE!"}},null,null,null,null,{"$f":"Y92*Y92*Y92+Y93*Y93","v":{"$error":"#N/A"}},null,null,null,null,null,null,null,{"$f":"AG93+AG17/2","v":{"$error":"#VALUE!"}},null,{"$f":"AG90*COSH(AG94/AG90)","v":{"$error":"#VALUE!"}},null,null,null,null,{"$f":"AN92*AN92*AN92+AN93*AN93","v":{"$error":"#N/A"}},null,null,null,null,null,null,"1º",{"$f":"B12","v":1},null,{"$f":"C12","v":50},{"$f":"D12","v":0},{"$f":"M4","v":40.5},{"$f":"I43","v":199.43985219585218},{"$f":"N43","v":279.32693219905241},{"$f":"$BJ$15","v":2}]
[null,null,{"$f":"C93-C17/2","v":{"$error":"#VALUE!"}},null,{"$f":"C90*COSH(C95/C90)","v":{"$error":"#VALUE!"}},null,null,null,null,{"$f":"SQRT(J92*J92*J92+J93*J93)","v":2230317.2887869291},null,null,null,null,null,null,null,{"$f":"R93-R17/2","v":{"$error":"#VALUE!"}},"y1 =",{"$f":"R90*COSH(R95/R90)","v":{"$error":"#VALUE!"}},null,null,null,null,{"$f":"SQRT(Y92*Y92*Y92+Y93*Y93)","v":{"$error":"#N/A"}},null,null,null,null,null,null,null,{"$f":"AG93-AG17/2","v":{"$error":"#VALUE!"}},null,{"$f":"AG90*COSH(AG95/AG90)","v":{"$error":"#VALUE!"}},null,null,null,null,{"$f":"SQRT(AN92*AN92*AN92+AN93*AN93)","v":{"$error":"#N/A"}},null,null,null,null,null,null,null,{"$f":"MAX(B12:B30) + 1","v":3},null,{"$f":"VLOOKUP(AV95-1,B12:D30,2,FALSE)","v":0},{"$f":"VLOOKUP(AV95-1,B12:D30,3,FALSE)","v":0},{"$f":"M4","v":40.5},{"$f":"I43","v":199.43985219585218},{"$f":"N43","v":279.32693219905241},{"$f":"$BJ$15","v":2}]
[null,"vão  7",null,null,null,null,null,null,null,{"$f":"SQRT(-J92)","v":29.527911846141262},null,null,null,null,null,null,null,null,"VANO Nº 7",null,null,null,null,null,{"$f":"SQRT(-Y92)","v":{"$error":"#N/A"}},null,null,null,null,null,null,null,null,null,null,null,null,null,null,{"$f":"SQRT(-AN92)","v":{"$error":"#N/A"}},null,null,null,null,null,null,"2º",{"$f":"MAX(Q12:Q30) + 1","v":1},null,{"$f":"VLOOKUP(AV96-1,Q12:S30,2,FALSE)","v":0},{"$f":"VLOOKUP(AV96-1,Q12:S30,3,FALSE)","v":0},{"$f":"AB4","v":{"$error":"#N/A"}},{"$f":"X43","v":{"$error":"#N/A"}},{"$f":"AC43","v":"-"},{"$f":"$BJ$15","v":2}]
[null,null,{"$f":"E18/E9","v":{"$error":"#VALUE!"}},null,null,null,null,null,null,{"$f":"SQRT(ABS((J92^3)))","v":25745.314821855831},null,null,null,null,null,null,null,{"$f":"T18/T9","v":{"$error":"#VALUE!"}},null,null,null,null,null,null,{"$f":"SQRT(-Y92*-Y92*-Y92)","v":{"$error":"#N/A"}},null,null,null,null,null,null,null,{"$f":"AI18/AI9","v":{"$error":"#VALUE!"}},null,null,null,null,null,null,{"$f":"SQRT(-AN92*-AN92*-AN92)","v":{"$error":"#N/A"}},null,null,null,null,null,null,"3º",{"$f":"MAX(AF12:AF30)+1","v":1},null,{"$f":"VLOOKUP(AV97-1,AF12:AH30,2,FALSE)","v":0},{"$f":"VLOOKUP(AV97-1,AF12:AH30,3,FALSE)","v":0},{"$f":"AQ4","v":{"$error":"#N/A"}},{"$f":"AM43","v":{"$error":"#N/A"}},{"$f":"AR43","v":"-"},{"$f":"$BJ$15","v":2}]
[null,null,{"$f":"SINH(C18/2/C97)","v":{"$error":"#VALUE!"}},null,null,null,null,null,null,null,null,null,"x = ",{"$f":"2*J96*COS(1/3*J100)-J90/3","v":{"$error":"#NUM!"}},null,null,null,{"$f":"SINH(R18/2/R97)","v":{"$error":"#VALUE!"}},null,null,null,null,null,null,null,null,null,null,{"$f":"2*Y96*COS(1/3*Y100)-Y90/3","v":{"$error":"#N/A"}},null,null,null,{"$f":"SINH(AG18/2/AG97)","v":{"$error":"#VALUE!"}},null,null,null,null,null,null,null,null,null,null,{"$f":"2*AN96*COS(1/3*AN100)-AN90/3","v":{"$error":"#N/A"}},null,null,"ESFORÇOS SOBRE OS POSTE"]
[null,null,{"$f":"D18/2/C97/C98","v":{"$error":"#VALUE!"}},null,null,null,null,null,null,{"$f":"J93/J97","v":86.635797338487322},null,null,null,null,null,null,null,{"$f":"S18/2/R97/R98","v":{"$error":"#VALUE!"}},null,null,null,null,null,null,{"$f":"Y93/Y97","v":{"$error":"#DIV/0!"}},null,null,null,null,null,null,null,{"$f":"AH18/2/AG97/AG98","v":{"$error":"#VALUE!"}},null,null,null,null,null,null,{"$f":"AN93/AN97","v":{"$error":"#DIV/0!"}},null,null,null,null,null,null,"cantão","poste nº","esforço horizontal",null,null,null,"esforço vertical"]
[null,null,{"$f":"C97*ASINH(C99)","v":{"$error":"#VALUE!"}},null,null,null,null,null,null,{"$f":"ACOS(J99)","v":{"$error":"#NUM!"}},null,null,null,null,null,null,null,{"$f":"R97*ASINH(R99)","v":{"$error":"#VALUE!"}},null,null,null,null,null,null,{"$f":"ACOS(Y99)","v":{"$error":"#DIV/0!"}},null,null,null,null,null,null,null,{"$f":"AG97*ASINH(AG99)","v":{"$error":"#VALUE!"}},null,null,null,null,null,null,{"$f":"ACOS(AN99)","v":{"$error":"#DIV/0!"}},null,null,null,null,null,null,null,null,"0ºC +1/3 V",null,"15ºC + V",null,"0ºsin sobr.","0º+1/3 V","15º+V"]
[null,null,{"$f":"C100+C18/2","v":{"$error":"#VALUE!"}},null,{"$f":"C97*COSH(C101/C97)","v":{"$error":"#VALUE!"}},null,null,"t = 0 ºC",null,null,null,null,null,null,null,null,null,{"$f":"R100+R18/2","v":{"$error":"#VALUE!"}},"y2 =",{"$f":"R97*COSH(R101/R97)","v":{"$error":"#VALUE!"}},null,null,"t = 0 ºC",null,null,null,null,null,null,null,null,null,{"$f":"AG100+AG18/2","v":{"$error":"#VALUE!"}},null,{"$f":"AG97*COSH(AG101/AG97)","v":{"$error":"#VALUE!"}},null,null,"t = 0 ºC",null,null,null,null,null,null,null,null,null,null,"assimétrico","simétrico","assimétrico","simétrico"]
[null,null,{"$f":"C100-C18/2","v":{"$error":"#VALUE!"}},null,{"$f":"C97*COSH(C102/C97)","v":{"$error":"#VALUE!"}},null,null,null,null,null,"t =",0,null,null,null,null,null,{"$f":"R100-R18/2","v":{"$error":"#VALUE!"}},"y1 =",{"$f":"R97*COSH(R102/R97)","v":{"$error":"#VALUE!"}},null,null,null,null,null,"t =",0,null,null,null,null,null,{"$f":"AG100-AG18/2","v":{"$error":"#VALUE!"}},null,{"$f":"AG97*COSH(AG102/AG97)","v":{"$error":"#VALUE!"}},null,null,null,null,null,"t =",0,null,null,null,null,"1º",{"$f":"AV94","v":1},{"$f":"$AX94/2/3*0.05*$AZ94*BC94+$BA94","v":233.18985219585218},{"$f":"$AX94/2/3*0.05*$AZ94+$BA94","v":216.31485219585218},{"$f":"$AX94/2*0.05*$AZ94*BC94+$BB94","v":380.57693219905241},{"$f":"$AX94/2*0.05*$AZ94  +  $BB94","v":329.95193219905241},{"$f":"M7*AX94/2+J43*(0-AY94/AX94)","v":24.625},{"$f":"M7*(AX94/2-BA94/M9*AY94/AX94)","v":24.625},{"$f":"M7*(AX94/2-BB94/M8*AY94/AX94)","v":24.625}]
[null,"vão  8",null,null,null,null,null,null,null,{"$f":"M6*(L102-M37)*M3*M5-M36+M32*M32/24*M38*M38/M36/M36*M3*M5","v":-88.583735538423781},null,null,null,{"$f":"POWER(J106+J108,1/3)","v":145.04864391489102},null,null,null,null,null,null,null,null,null,null,{"$f":"AB6*(AA102-AB37)*AB3*AB5-AB36+AB32*AB32/24*AB38*AB38/AB36/AB36*AB3*AB5","v":{"$error":"#N/A"}},null,"S=",{"$f":"POWER(Y106+Y108,1/3)","v":{"$error":"#DIV/0!"}},null,null,null,null,null,null,null,null,null,null,null,{"$f":"AQ6*(AP102-AQ37)*AQ3*AQ5-AQ36+AQ32*AQ32/24*AQ38*AQ38/AQ36/AQ36*AQ3*AQ5","v":{"$error":"#N/A"}},null,null,null,{"$f":"POWER(AN106+AN108,1/3)","v":{"$error":"#DIV/0!"}},null,null,null,{"$f":"AV95","v":3},{"$f":"$AX95/2/3*0.05*$AZ95*BC95+$BA95","v":199.43985219585218},{"$f":"$AX95/2/3*0.05*$AZ95+$BA95","v":199.43985219585218},{"$f":"IF($AX95=\"-\",\"-\",$AX95/2*0.05*$AZ95*BC95+$BB95)","v":279.32693219905241},{"$f":"IF($AX95=\"-\",\"-\",$AX95/2*0.05*$AZ95+$BB95)","v":279.32693219905241},{"$f":"IF(AX95=\"-\",\"-\",M7*AX95/2+J43*AY95/AX95)","v":{"$error":"#DIV/0!"}},{"$f":"IF(AX95=\"-\",\"-\",M7*(AX95/2+BA95/M9*AY95/AX95))","v":{"$error":"#DIV/0!"}},{"$f":"IF(AX95=\"-\",\"-\",M7*(AX95/2+BB95/M8*AY95/AX95))","v":{"$error":"#DIV/0!"}}]
[null,null,{"$f":"E19/E9","v":{"$error":"#VALUE!"}},null,null,null,null,null,null,{"$f":"M32*M32*M7*M7/24*M3*M5","v":3000420.8125},null,null,null,{"$f":"POWER(J106-J108,1/3)","v":6.0110701793589296},null,null,null,{"$f":"T19/T9","v":{"$error":"#VALUE!"}},null,null,null,null,null,null,{"$f":"AB32*AB32*AB7*AB7/24*AB3*AB5","v":{"$error":"#DIV/0!"}},null,"T =",{"$f":"POWER(Y106-Y108,1/3)","v":{"$error":"#DIV/0!"}},null,null,null,null,{"$f":"AI19/AI9","v":{"$error":"#VALUE!"}},null,null,null,null,null,null,{"$f":"AQ32*AQ32*AQ7*AQ7/24*AQ3*AQ5","v":{"$error":"#DIV/0!"}},null,null,null,{"$f":"POWER(AN106-AN108,1/3)","v":{"$error":"#DIV/0!"}},null,null,"2º",{"$f":"AV96","v":1},{"$f":"$AX96/2/3*0.05*$AZ96*BC96+$BA96","v":{"$error":"#N/A"}},{"$f":"$AX96/2/3*0.05*$AZ96+$BA96","v":{"$error":"#N/A"}},{"$f":"IF($AX96=\"-\",\"-\",$AX96/2*0.05*$AZ96*BC96+$BB96)","v":{"$error":"#N/A"}},{"$f":"IF($AX96=\"-\",\"-\",$AX96/2*0.05*$AZ96+$BB96)","v":{"$error":"#N/A"}},{"$f":"IF(AX96=\"-\",\"-\",AB7*AX96/2+Y43*AY96/AX96)","v":{"$error":"#N/A"}},{"$f":"IF(AX96=\"-\",\"-\",AB7*(AX96/2+BA96/AB9*AY96/AX96))","v":{"$error":"#N/A"}},{"$f":"IF(AX96=\"-\",\"-\",AB7*(AX96/2+BB96/AB8*AY96/AX96))","v":{"$error":"#N/A"}}]
[null,null,{"$f":"SINH(C19/2/C104)","v":{"$error":"#VALUE!"}},null,null,null,null,null,null,{"$f":"-J103*J103/9","v":-871.89757799348945},null,null,null,{"$f":"N103+N104-J103/3","v":180.58762594039121},null,null,null,{"$f":"SINH(R19/2/R104)","v":{"$error":"#VALUE!"}},null,null,null,null,null,null,{"$f":"-Y103*Y103/9","v":{"$error":"#N/A"}},null,"x = ",{"$f":"AB103+AB104-Y103/3","v":{"$error":"#DIV/0!"}},null,null,null,null,{"$f":"SINH(AG19/2/AG104)","v":{"$error":"#VALUE!"}},null,null,null,null,null,null,{"$f":"-AN103*AN103/9","v":{"$error":"#N/A"}},null,null,null,{"$f":"AR103+AR104-AN103/3","v":{"$error":"#DIV/0!"}},null,null,"3º",{"$f":"AV97","v":1},{"$f":"$AX97/2/3*0.05*$AZ97*BC97+$BA97","v":{"$error":"#N/A"}},{"$f":"$AX97/2/3*0.05*$AZ97+$BA97","v":{"$error":"#N/A"}},{"$f":"IF($AX97=\"-\",\"-\",$AX97/2*0.05*$AZ97*BC97+$BB97)","v":{"$error":"#N/A"}},{"$f":"IF($AX97=\"-\",\"-\",$AX97/2*0.05*$AZ97+$BB97)","v":{"$error":"#N/A"}},{"$f":"IF(AX97=\"-\",\"-\",AQ7*AX97/2+AN43*AY97/AX97)","v":{"$error":"#N/A"}},{"$f":"IF(AX97=\"-\",\"-\",AQ7*(AX97/2+BA97/AQ9*AY97/AX97))","v":{"$error":"#N/A"}},{"$f":"IF(AX97=\"-\",\"-\",AQ7*(AX97/2+BB97/AQ8*AY97/AX97))","v":{"$error":"#N/A"}}]
[null,null,{"$f":"D19/2/C104/C105","v":{"$error":"#VALUE!"}},null,null,null,null,null,null,{"$f":"J104/2-J103*J103*J103/27","v":1525955.7210718559},null,null,null,null,null,null,null,{"$f":"S19/2/R104/R105","v":{"$error":"#VALUE!"}},null,null,null,null,null,null,{"$f":"Y104/2-Y103*Y103*Y103/27","v":{"$error":"#DIV/0!"}},null,null,null,null,null,null,null,{"$f":"AH19/2/AG104/AG105","v":{"$error":"#VALUE!"}},null,null,null,null,null,null,{"$f":"AN104/2-AN103*AN103*AN103/27","v":{"$error":"#DIV/0!"}}]
[null,null,{"$f":"C104*ASINH(C106)","v":{"$error":"#VALUE!"}},null,null,null,null,null,null,{"$f":"J105*J105*J105+J106*J106","v":2327878041436.6514},null,null,null,null,null,null,null,{"$f":"R104*ASINH(R106)","v":{"$error":"#VALUE!"}},null,null,null,null,null,null,{"$f":"Y105*Y105*Y105+Y106*Y106","v":{"$error":"#N/A"}},null,null,null,null,null,null,null,{"$f":"AG104*ASINH(AG106)","v":{"$error":"#VALUE!"}},null,null,null,null,null,null,{"$f":"AN105*AN105*AN105+AN106*AN106","v":{"$error":"#N/A"}}]
[null,null,{"$f":"C107+C19/2","v":{"$error":"#VALUE!"}},null,{"$f":"C104*COSH(C108/C104)","v":{"$error":"#VALUE!"}},null,null,null,null,{"$f":"SQRT(J105*J105*J105+J106*J106)","v":1525738.5232852488},null,null,null,null,null,null,null,{"$f":"R107+R19/2","v":{"$error":"#VALUE!"}},"y2 =",{"$f":"R104*COSH(R108/R104)","v":{"$error":"#VALUE!"}},null,null,null,null,{"$f":"SQRT(Y105*Y105*Y105+Y106*Y106)","v":{"$error":"#N/A"}},null,null,null,null,null,null,null,{"$f":"AG107+AG19/2","v":{"$error":"#VALUE!"}},null,{"$f":"AG104*COSH(AG108/AG104)","v":{"$error":"#VALUE!"}},null,null,null,null,{"$f":"SQRT(AN105*AN105*AN105+AN106*AN106)","v":{"$error":"#N/A"}},null,null,null,null,null,null,null,null,"APOIO Nº",null,null,{"$f":"AU71","v":"-"}]
[null,null,{"$f":"C107-C19/2","v":{"$error":"#VALUE!"}},null,{"$f":"C104*COSH(C109/C104)","v":{"$error":"#VALUE!"}},null,null,null,null,{"$f":"SQRT(-J105)","v":29.527911846141262},null,null,null,null,null,null,null,{"$f":"R107-R19/2","v":{"$error":"#VALUE!"}},"y1 =",{"$f":"R104*COSH(R109/R104)","v":{"$error":"#VALUE!"}},null,null,null,null,{"$f":"SQRT(-Y105)","v":{"$error":"#N/A"}},null,null,null,null,null,null,null,{"$f":"AG107-AG19/2","v":{"$error":"#VALUE!"}},null,{"$f":"AG104*COSH(AG109/AG104)","v":{"$error":"#VALUE!"}},null,null,null,null,{"$f":"SQRT(-AN105)","v":{"$error":"#N/A"}},null,null,null,null,null,null,null,null,"ângulo",null,null,{"$f":"AW71*PI()/180","v":3.1415926535897931}]
[null,"vão  9",null,null,null,null,null,null,null,{"$f":"SQRT(ABS((J105^3)))","v":25745.314821855831},null,null,null,null,null,null,null,"VANO Nº 9",null,null,null,null,null,null,{"$f":"SQRT(-Y105*-Y105*-Y105)","v":{"$error":"#N/A"}},null,null,null,null,null,null,null,"VANO Nº 9",null,null,null,null,null,null,{"$f":"SQRT(-AN105*-AN105*-AN105)","v":{"$error":"#N/A"}},null,null,null,null,null,null,null,null,"cos(a/2)",null,null,{"$f":"COS(AZ109/2)","v":6.1257422745431001E-17}]
[null,null,{"$f":"E20/E9","v":{"$error":"#VALUE!"}},null,null,null,null,null,null,null,null,null,null,{"$f":"2*J109*COS(1/3*J113)-J103/3","v":{"$error":"#NUM!"}},null,null,null,{"$f":"T20/T9","v":{"$error":"#VALUE!"}},null,null,null,null,null,null,null,null,null,"x = ",{"$f":"2*Y109*COS(1/3*Y113)-Y103/3","v":{"$error":"#N/A"}},null,null,null,{"$f":"AI20/AI9","v":{"$error":"#VALUE!"}},null,null,null,null,null,null,null,null,null,null,{"$f":"2*AN109*COS(1/3*AN113)-AN103/3","v":{"$error":"#N/A"}},null,null,null,null,"(180-a)/2",null,null,{"$f":"(PI()-AZ109)/2","v":0}]
[null,null,{"$f":"SINH(C20/2/C111)","v":{"$error":"#VALUE!"}},null,null,null,null,null,null,{"$f":"J106/J110","v":59.271200668186609},null,null,null,null,null,null,null,{"$f":"SINH(R20/2/R111)","v":{"$error":"#VALUE!"}},null,null,null,null,null,null,{"$f":"Y106/Y110","v":{"$error":"#DIV/0!"}},null,null,null,null,null,null,null,{"$f":"SINH(AG20/2/AG111)","v":{"$error":"#VALUE!"}},null,null,null,null,null,null,{"$f":"AN106/AN110","v":{"$error":"#DIV/0!"}},null,null,null,null,null,null,null,null,"cos((180-a)/2)",null,null,{"$f":"COS(AZ111)","v":1}]
[null,null,{"$f":"D20/2/C111/C112","v":{"$error":"#VALUE!"}},null,null,null,null,null,null,{"$f":"ACOS(J112)","v":{"$error":"#NUM!"}},null,null,null,null,null,null,null,{"$f":"S20/2/R111/R112","v":{"$error":"#VALUE!"}},null,null,null,null,null,null,{"$f":"ACOS(Y112)","v":{"$error":"#DIV/0!"}},null,null,null,null,null,null,null,{"$f":"AH20/2/AG111/AG112","v":{"$error":"#VALUE!"}},null,null,null,null,null,null,{"$f":"ACOS(AN112)","v":{"$error":"#DIV/0!"}},null,null,null,null,null,null,null,null,"0º+1/3 V"]
[null,null,{"$f":"C111*ASINH(C113)","v":{"$error":"#VALUE!"}},null,null,null,null,"t = 5ºC",null,null,null,null,null,null,null,null,null,{"$f":"R111*ASINH(R113)","v":{"$error":"#VALUE!"}},null,null,null,null,"t = 5 ºC",null,null,null,null,null,null,null,null,null,{"$f":"AG111*ASINH(AG113)","v":{"$error":"#VALUE!"}},null,null,null,null,"t = 5 ºC",null,null,null,null,null,null,null,null,null,null,"1/3 * (a1/2*0,05*d1) * (cos((180-a)/2) =",null,null,{"$f":"(AX71/2*0.05*BB71)/3 * AZ112","v":{"$error":"#VALUE!"}}]
[null,null,{"$f":"C114+C20/2","v":{"$error":"#VALUE!"}},null,{"$f":"C111*COSH(C115/C111)","v":{"$error":"#VALUE!"}},null,null,null,null,null,"t =",5,null,null,null,null,null,{"$f":"R114+R20/2","v":{"$error":"#VALUE!"}},"y2 =",{"$f":"R111*COSH(R115/R111)","v":{"$error":"#VALUE!"}},null,null,null,null,null,"t =",5,null,null,null,null,null,{"$f":"AG114+AG20/2","v":{"$error":"#VALUE!"}},null,{"$f":"AG111*COSH(AG115/AG111)","v":{"$error":"#VALUE!"}},null,null,null,null,null,"t =",5,null,null,null,null,null,null,"1/3 * (a2/2*0,05*d2) * cos((180-a)/2) =",null,null,{"$f":"(AY71/2*0.05*BC71)/3 * AZ112","v":{"$error":"#N/A"}}]
[null,null,{"$f":"C114-C20/2","v":{"$error":"#VALUE!"}},null,{"$f":"C111*COSH(C116/C111)","v":{"$error":"#VALUE!"}},null,null,null,null,{"$f":"M6*(L115-M37)*M3*M5-M36+M32*M32/24*M38*M38/M36/M36*M3*M5","v":-85.169615538423756},null,null,null,{"$f":"POWER(J119+J121,1/3)","v":144.95856977057517},null,null,null,{"$f":"R114-R20/2","v":{"$error":"#VALUE!"}},"y1 =",{"$f":"R111*COSH(R116/R111)","v":{"$error":"#VALUE!"}},null,null,null,null,{"$f":"AB6*(AA115-AB37)*AB3*AB5-AB36+AB32*AB32/24*AB38*AB38/AB36/AB36*AB3*AB5","v":{"$error":"#N/A"}},null,null,"S=",{"$f":"POWER(Y119+Y121,1/3)","v":{"$error":"#DIV/0!"}},null,null,null,{"$f":"AG114-AG20/2","v":{"$error":"#VALUE!"}},null,{"$f":"AG111*COSH(AG116/AG111)","v":{"$error":"#VALUE!"}},null,null,null,null,{"$f":"AQ6*(AP115-AQ37)*AQ3*AQ5-AQ36+AQ32*AQ32/24*AQ38*AQ38/AQ36/AQ36*AQ3*AQ5","v":{"$error":"#N/A"}},null,null,null,{"$f":"POWER(AN119+AN121,1/3)","v":{"$error":"#DIV/0!"}},null,null,null,null,"(F1 + F2 )* (cos a/2) =",null,null,{"$f":"(AW76+AY76)*AZ110","v":{"$error":"#N/A"}}]
[null,"vão  10",null,null,null,null,null,null,null,{"$f":"M32*M32*M7*M7/24*M3*M5","v":3000420.8125},null,null,null,{"$f":"POWER(J119-J121,1/3)","v":5.5601046886412506},null,null,null,null,"VANO Nº 10",null,null,null,null,null,{"$f":"AB32*AB32*AB7*AB7/24*AB3*AB5","v":{"$error":"#DIV/0!"}},null,null,"T =",{"$f":"POWER(Y119-Y121,1/3)","v":{"$error":"#DIV/0!"}},null,null,null,null,null,null,null,null,null,null,{"$f":"AQ32*AQ32*AQ7*AQ7/24*AQ3*AQ5","v":{"$error":"#DIV/0!"}},null,null,null,{"$f":"POWER(AN119-AN121,1/3)","v":{"$error":"#DIV/0!"}},null,null,null,null,"(F1 - F2)*cos ((180-a)/2))=",null,null,{"$f":"ABS((AW76-AY76)) * AZ112","v":{"$error":"#N/A"}}]
[null,null,{"$f":"E21/E9","v":{"$error":"#VALUE!"}},null,null,null,null,null,null,{"$f":"-J116*J116/9","v":-805.98482344032368},null,null,null,{"$f":"N116+N117-J116/3","v":178.90854630535767},null,null,null,{"$f":"T21/T9","v":{"$error":"#VALUE!"}},null,null,null,null,null,null,{"$f":"-Y116*Y116/9","v":{"$error":"#N/A"}},null,null,"x = ",{"$f":"AC116+AC117-Y116/3","v":{"$error":"#DIV/0!"}},null,null,null,{"$f":"AI21/AI9","v":{"$error":"#VALUE!"}},null,null,null,null,null,null,{"$f":"-AN116*AN116/9","v":{"$error":"#N/A"}},null,null,null,{"$f":"AR116+AR117-AN116/3","v":{"$error":"#DIV/0!"}},null,null,null,null,"15º+V"]
[null,null,{"$f":"SINH(C21/2/C118)","v":{"$error":"#VALUE!"}},null,null,null,null,null,null,{"$f":"J117/2-J116*J116*J116/27","v":1523092.2120974055},null,null,null,null,null,null,null,{"$f":"SINH(R21/2/R118)","v":{"$error":"#VALUE!"}},null,null,null,null,null,null,{"$f":"Y117/2-Y116*Y116*Y116/27","v":{"$error":"#DIV/0!"}},null,null,null,null,null,null,null,{"$f":"SINH(AG21/2/AG118)","v":{"$error":"#VALUE!"}},null,null,null,null,null,null,{"$f":"AN117/2-AN116*AN116*AN116/27","v":{"$error":"#DIV/0!"}},null,null,null,null,null,null,null,null,"a1 / 2 * 0,05 * d1 * cos((180-a)/2) =",null,null,{"$f":"AX71/2 * 0.05 * BB71 * AZ112","v":{"$error":"#VALUE!"}}]
[null,null,{"$f":"D21/2/C118/C119","v":{"$error":"#VALUE!"}},null,null,null,null,null,null,{"$f":"J118*J118*J118+J119*J119","v":2319286309512.9297},null,null,null,null,null,null,null,{"$f":"S21/2/R118/R119","v":{"$error":"#VALUE!"}},null,null,null,null,null,null,{"$f":"Y118*Y118*Y118+Y119*Y119","v":{"$error":"#N/A"}},null,null,null,null,null,null,null,{"$f":"AH21/2/AG118/AG119","v":{"$error":"#VALUE!"}},null,null,null,null,null,null,{"$f":"AN118*AN118*AN118+AN119*AN119","v":{"$error":"#N/A"}},null,null,null,null,null,null,null,null,"a2 / 2 * 0,05  *d2 * cos((180-a)/2) =",null,null,{"$f":"AY71/2*0.05*BC71*AZ112","v":{"$error":"#N/A"}}]
[null,null,{"$f":"C118*ASINH(C120)","v":{"$error":"#VALUE!"}},null,null,null,null,null,null,{"$f":"SQRT(J118*J118*J118+J119*J119)","v":1522920.3227723143},null,null,null,null,null,null,null,{"$f":"R118*ASINH(R120)","v":{"$error":"#VALUE!"}},null,null,null,null,null,null,{"$f":"SQRT(Y118*Y118*Y118+Y119*Y119)","v":{"$error":"#N/A"}},null,null,null,null,null,null,null,{"$f":"AG118*ASINH(AG120)","v":{"$error":"#VALUE!"}},null,null,null,null,null,null,{"$f":"SQRT(AN118*AN118*AN118+AN119*AN119)","v":{"$error":"#N/A"}},null,null,null,null,null,null,null,null,"(F1 + F2)*cos (a/2) =",null,null,{"$f":"(AX76+AZ76)*AZ110","v":{"$error":"#VALUE!"}}]
[null,null,{"$f":"C121+C21/2","v":{"$error":"#VALUE!"}},null,{"$f":"C118*COSH(C122/C118)","v":{"$error":"#VALUE!"}},null,null,null,null,{"$f":"SQRT(-J118)","v":28.389871846141251},null,null,null,null,null,null,null,{"$f":"R121+R21/2","v":{"$error":"#VALUE!"}}," y2 =",{"$f":"R118*COSH(R122/R118)","v":{"$error":"#VALUE!"}},null,null,null,null,{"$f":"SQRT(-Y118)","v":{"$error":"#N/A"}},null,null,null,null,null,null,null,{"$f":"AG121+AG21/2","v":{"$error":"#VALUE!"}},null,{"$f":"AG118*COSH(AG122/AG118)","v":{"$error":"#VALUE!"}},null,null,null,null,{"$f":"SQRT(-AN118)","v":{"$error":"#N/A"}},null,null,null,null,null,null,null,null,"(F1 - F2)*cos ((180-a)/2)=",null,null,{"$f":"ABS(AX76-AZ76)*AZ112","v":{"$error":"#VALUE!"}}]
[null,null,{"$f":"C121-C21/2","v":{"$error":"#VALUE!"}},null,{"$f":"C118*COSH(C123/C118)","v":{"$error":"#VALUE!"}},null,null,null,null,{"$f":"SQRT(-J118*-J118*-J118)","v":22881.805847405572},null,null,null,null,null,null,null,{"$f":"R121-R21/2","v":{"$error":"#VALUE!"}},"y1 =",{"$f":"R118*COSH(R123/R118)","v":{"$error":"#VALUE!"}},null,null,null,null,{"$f":"SQRT(-Y118*-Y118*-Y118)","v":{"$error":"#N/A"}},null,null,null,null,null,null,null,{"$f":"AG121-AG21/2","v":{"$error":"#VALUE!"}},null,{"$f":"AG118*COSH(AG123/AG118)","v":{"$error":"#VALUE!"}},null,null,null,null,{"$f":"SQRT(-AN118*-AN118*-AN118)","v":{"$error":"#N/A"}},null,null,null,null,null,null,null,null,"APOIO Nº",null,null,{"$f":"AU72","v":"-"}]
[null,"vão  11",null,null,null,null,null,null,null,null,null,null,null,{"$f":"2*J122*COS(1/3*J126)-J116/3","v":{"$error":"#NUM!"}},null,null,null,null,"VANO Nº 11",null,null,null,null,null,null,null,null,"x = ",{"$f":"2*Y122*COS(1/3*Y126)-Y116/3","v":{"$error":"#N/A"}},null,null,null,null,null,null,null,null,null,null,null,null,null,null,{"$f":"2*AN122*COS(1/3*AN126)-AN116/3","v":{"$error":"#N/A"}},null,null,null,null,null,null,null,{"$f":"AW72*PI()/180","v":3.1415926535897931}]
[null,null,{"$f":"E22/E9","v":{"$error":"#VALUE!"}},null,null,null,null,null,null,{"$f":"J119/J123","v":66.563461916188729},null,null,null,null,null,null,null,{"$f":"T22/T9","v":{"$error":"#VALUE!"}},null,null,null,null,null,null,{"$f":"Y119/Y123","v":{"$error":"#DIV/0!"}},null,null,null,null,null,null,null,{"$f":"AI22/AI9","v":{"$error":"#VALUE!"}},null,null,null,null,null,null,{"$f":"AN119/AN123","v":{"$error":"#DIV/0!"}},null,null,null,null,null,null,null,null,null,null,null,{"$f":"COS(AZ124/2)","v":6.1257422745431001E-17}]
[null,null,{"$f":"SINH(C22/2/C125)","v":{"$error":"#VALUE!"}},null,null,null,null,null,null,{"$f":"ACOS(J125)","v":{"$error":"#NUM!"}},null,null,null,null,null,null,null,{"$f":"SINH(R22/2/R125)","v":{"$error":"#VALUE!"}},null,null,null,null,null,null,{"$f":"ACOS(Y125)","v":{"$error":"#DIV/0!"}},null,null,null,null,null,null,null,{"$f":"SINH(AG22/2/AG125)","v":{"$error":"#VALUE!"}},null,null,null,null,null,null,{"$f":"ACOS(AN125)","v":{"$error":"#DIV/0!"}},null,null,null,null,null,null,null,null,null,null,null,{"$f":"(PI()-AZ124)/2","v":0}]
[null,null,{"$f":"D22/2/C125/C126","v":{"$error":"#VALUE!"}},null,null,null,null,"t = 10ºC",null,null,null,null,null,null,null,null,null,{"$f":"S22/2/R125/R126","v":{"$error":"#VALUE!"}},null,null,null,null,"t = 10 ºC",null,null,null,null,null,null,null,null,null,{"$f":"AH22/2/AG125/AG126","v":{"$error":"#VALUE!"}},null,null,null,null,"t = 10 ºC",null,null,null,null,null,null,null,null,null,null,null,null,null,{"$f":"COS(AZ126)","v":1}]
[null,null,{"$f":"C125*ASINH(C127)","v":{"$error":"#VALUE!"}},null,null,null,null,null,null,null,"t =",10,null,null,null,null,null,{"$f":"R125*ASINH(R127)","v":{"$error":"#VALUE!"}},null,null,null,null,null,null,null,"t =",10,null,null,null,null,null,{"$f":"AG125*ASINH(AG127)","v":{"$error":"#VALUE!"}},null,null,null,null,null,null,null,"t =",10,null,null,null,null,null,null,"0º+1/3 V"]
[null,null,{"$f":"C128+C22/2","v":{"$error":"#VALUE!"}},null,{"$f":"C125*COSH(C129/C125)","v":{"$error":"#VALUE!"}},null,null,null,null,{"$f":"M6*(L128-M37)*M3*M5-M36+M32*M32/24*M38*M38/M36/M36*M3*M5","v":-81.755495538423787},null,null,null,{"$f":"POWER(J132+J134,1/3)","v":144.87526210044447},null,null,null,{"$f":"R128+R22/2","v":{"$error":"#VALUE!"}}," y2 =",{"$f":"R125*COSH(R129/R125)","v":{"$error":"#VALUE!"}},null,null,null,null,{"$f":"AB6*(AA128-AB37)*AB3*AB5-AB36+AB32*AB32/24*AB38*AB38/AB36/AB36*AB3*AB5","v":{"$error":"#N/A"}},null,null,"S=",{"$f":"POWER(Y132+Y134,1/3)","v":{"$error":"#DIV/0!"}},null,null,null,{"$f":"AG128+AG22/2","v":{"$error":"#VALUE!"}},null,{"$f":"AG125*COSH(AG129/AG125)","v":{"$error":"#VALUE!"}},null,null,null,null,{"$f":"AQ6*(AP128-AQ37)*AQ3*AQ5-AQ36+AQ32*AQ32/24*AQ38*AQ38/AQ36/AQ36*AQ3*AQ5","v":{"$error":"#N/A"}},null,null,null,{"$f":"POWER(AN132+AN134,1/3)","v":{"$error":"#DIV/0!"}},null,null,null,null,null,null,null,{"$f":"AX72/2*0.05/3*BB72*AZ127","v":{"$error":"#VALUE!"}}]
[null,null,{"$f":"C128-C22/2","v":{"$error":"#VALUE!"}},null,{"$f":"C125*COSH(C130/C125)","v":{"$error":"#VALUE!"}},null,null,null,null,{"$f":"M32*M32*M7*M7/24*M3*M5","v":3000420.8125},null,null,null,{"$f":"POWER(J132-J134,1/3)","v":5.1262191225968703},null,null,null,{"$f":"R128-R22/2","v":{"$error":"#VALUE!"}},"y1 =",{"$f":"R125*COSH(R130/R125)","v":{"$error":"#VALUE!"}},null,null,null,null,{"$f":"AB32*AB32*AB7*AB7/24*AB3*AB5","v":{"$error":"#DIV/0!"}},null,null,"T =",{"$f":"POWER(Y132-Y134,1/3)","v":{"$error":"#DIV/0!"}},null,null,null,{"$f":"AG128-AG22/2","v":{"$error":"#VALUE!"}},null,{"$f":"AG125*COSH(AG130/AG125)","v":{"$error":"#VALUE!"}},null,null,null,null,{"$f":"AQ32*AQ32*AQ7*AQ7/24*AQ3*AQ5","v":{"$error":"#DIV/0!"}},null,null,null,{"$f":"POWER(AN132-AN134,1/3)","v":{"$error":"#DIV/0!"}},null,null,null,null,null,null,null,{"$f":"AY72/2*0.05/3*AZ127*BC72","v":{"$error":"#N/A"}}]
[null,"vão 12",null,null,null,null,null,null,null,{"$f":"-J129*J129/9","v":-742.66233897035909},null,null,null,{"$f":"N129+N130-J129/3","v":177.25331306918261},null,null,null,null,"VANO Nº 12",null,null,null,null,null,{"$f":"-Y129*Y129/9","v":{"$error":"#N/A"}},null,null,"x = ",{"$f":"AC129+AC130-Y129/3","v":{"$error":"#DIV/0!"}},null,null,null,null,null,null,null,null,null,null,{"$f":"-AN129*AN129/9","v":{"$error":"#N/A"}},null,null,null,{"$f":"AR129+AR130-AN129/3","v":{"$error":"#DIV/0!"}},null,null,null,null,null,null,null,{"$f":"(AW77+AY77)*AZ125","v":{"$error":"#N/A"}}]
[null,null,{"$f":"E23/E9","v":{"$error":"#VALUE!"}},null,null,null,null,null,null,{"$f":"J130/2-J129*J129*J129/27","v":1520449.3154300821},null,null,null,null,null,null,null,{"$f":"T23/T9","v":{"$error":"#VALUE!"}},null,null,null,null,null,null,{"$f":"Y130/2-Y129*Y129*Y129/27","v":{"$error":"#DIV/0!"}},null,null,null,null,null,null,null,{"$f":"AI23/AI9","v":{"$error":"#VALUE!"}},null,null,null,null,null,null,{"$f":"AN130/2-AN129*AN129*AN129/27","v":{"$error":"#DIV/0!"}},null,null,null,null,null,null,null,null,null,null,null,{"$f":"ABS(AW77-AY77)*AZ127","v":{"$error":"#N/A"}}]
[null,null,{"$f":"SINH(C23/2/C132)","v":{"$error":"#VALUE!"}},null,null,null,null,null,null,{"$f":"J131*J131*J131+J132*J132","v":2311356507347.0059},null,null,null,null,null,null,null,{"$f":"SINH(R23/2/R132)","v":{"$error":"#VALUE!"}},null,null,null,null,null,null,{"$f":"Y131*Y131*Y131+Y132*Y132","v":{"$error":"#N/A"}},null,null,null,null,null,null,null,{"$f":"SINH(AG23/2/AG132)","v":{"$error":"#VALUE!"}},null,null,null,null,null,null,{"$f":"AN131*AN131*AN131+AN132*AN132","v":{"$error":"#N/A"}},null,null,null,null,null,null,null,null,"15º+V"]
[null,null,{"$f":"D23/2/C132/C133","v":{"$error":"#VALUE!"}},null,null,null,null,null,null,{"$f":"SQRT(J131*J131*J131+J132*J132)","v":1520314.6080160532},null,null,null,null,null,null,null,{"$f":"S23/2/R132/R133","v":{"$error":"#VALUE!"}},null,null,null,null,null,null,{"$f":"SQRT(Y131*Y131*Y131+Y132*Y132)","v":{"$error":"#N/A"}},null,null,null,null,null,null,null,{"$f":"AH23/2/AG132/AG133","v":{"$error":"#VALUE!"}},null,null,null,null,null,null,{"$f":"SQRT(AN131*AN131*AN131+AN132*AN132)","v":{"$error":"#N/A"}},null,null,null,null,null,null,null,null,null,null,null,{"$f":"AX72/2*0.05*BB72*AZ127","v":{"$error":"#VALUE!"}}]
[null,null,{"$f":"C132*ASINH(C134)","v":{"$error":"#VALUE!"}},null,null,null,null,null,null,{"$f":"SQRT(-J131)","v":27.251831846141261},null,null,null,null,null,null,null,{"$f":"R132*ASINH(R134)","v":{"$error":"#VALUE!"}},null,null,null,null,null,null,{"$f":"SQRT(-Y131)","v":{"$error":"#N/A"}},null,null,null,null,null,null,null,{"$f":"AG132*ASINH(AG134)","v":{"$error":"#VALUE!"}},null,null,null,null,null,null,{"$f":"SQRT(-AN131)","v":{"$error":"#N/A"}},null,null,null,null,null,null,null,null,null,null,null,{"$f":"AY72/2*0.05*BC72*AZ127","v":{"$error":"#N/A"}}]
[null,null,{"$f":"C135+C23/2","v":{"$error":"#VALUE!"}},null,{"$f":"C132*COSH(C136/C132)","v":{"$error":"#VALUE!"}},null,null,null,null,{"$f":"SQRT(-J131*-J131*-J131)","v":20238.909180082188},null,null,null,null,null,null,null,{"$f":"R135+R23/2","v":{"$error":"#VALUE!"}}," y2 =",{"$f":"R132*COSH(R136/R132)","v":{"$error":"#VALUE!"}},null,null,null,null,{"$f":"SQRT(-Y131*-Y131*-Y131)","v":{"$error":"#N/A"}},null,null,null,null,null,null,null,{"$f":"AG135+AG23/2","v":{"$error":"#VALUE!"}},null,{"$f":"AG132*COSH(AG136/AG132)","v":{"$error":"#VALUE!"}},null,null,null,null,{"$f":"SQRT(-AN131*-AN131*-AN131)","v":{"$error":"#N/A"}},null,null,null,null,null,null,null,null,null,null,null,{"$f":"(AX77+AZ77)*AZ125","v":{"$error":"#VALUE!"}}]
[null,null,{"$f":"C135-C23/2","v":{"$error":"#VALUE!"}},null,{"$f":"C132*COSH(C137/C132)","v":{"$error":"#VALUE!"}},null,null,null,null,null,null,null,null,{"$f":"2*J135*COS(1/3*J139)-J129/3","v":{"$error":"#NUM!"}},null,null,null,{"$f":"R135-R23/2","v":{"$error":"#VALUE!"}},"y1 =",{"$f":"R132*COSH(R137/R132)","v":{"$error":"#VALUE!"}},null,null,null,null,null,null,null,"x = ",{"$f":"2*Y135*COS(1/3*Y139)-Y129/3","v":{"$error":"#N/A"}},null,null,null,{"$f":"AG135-AG23/2","v":{"$error":"#VALUE!"}},null,{"$f":"AG132*COSH(AG137/AG132)","v":{"$error":"#VALUE!"}},null,null,null,null,null,null,null,null,{"$f":"2*AN135*COS(1/3*AN139)-AN129/3","v":{"$error":"#N/A"}},null,null,null,null,null,null,null,{"$f":"ABS(AX77-AZ77)*AZ127","v":{"$error":"#VALUE!"}}]
[null,"vão 13",null,null,null,null,null,null,null,{"$f":"J132/J136","v":75.125062418206269},null,null,null,null,null,null,null,null,"VANO Nº 13",null,null,null,null,null,{"$f":"Y132/Y136","v":{"$error":"#DIV/0!"}},null,null,null,null,null,null,null,null,null,null,null,null,null,null,{"$f":"AN132/AN136","v":{"$error":"#DIV/0!"}}]
[null,null,{"$f":"E24/E9","v":{"$error":"#VALUE!"}},null,null,null,null,null,null,{"$f":"ACOS(J138)","v":{"$error":"#NUM!"}},null,null,null,null,null,null,null,{"$f":"T24/T9","v":{"$error":"#VALUE!"}},null,null,null,null,null,null,{"$f":"ACOS(Y138)","v":{"$error":"#DIV/0!"}},null,null,null,null,null,null,null,{"$f":"AI24/AI9","v":{"$error":"#VALUE!"}},null,null,null,null,null,null,{"$f":"ACOS(AN138)","v":{"$error":"#DIV/0!"}}]
[null,null,{"$f":"SINH(C24/2/C139)","v":{"$error":"#VALUE!"}},null,null,null,null,"t = 15ºC",null,null,null,null,null,null,null,null,null,{"$f":"SINH(R24/2/R139)","v":{"$error":"#VALUE!"}},null,null,null,null,"t = 15 ºC",null,null,null,null,null,null,null,null,null,{"$f":"SINH(AG24/2/AG139)","v":{"$error":"#VALUE!"}},null,null,null,null,"t = 15 ºC"]
[null,null,{"$f":"D24/2/C139/C140","v":{"$error":"#VALUE!"}},null,null,null,null,null,null,null,"t =",15,null,null,null,null,null,{"$f":"S24/2/R139/R140","v":{"$error":"#VALUE!"}},null,null,null,null,null,null,null,"t =",15,null,null,null,null,null,{"$f":"AH24/2/AG139/AG140","v":{"$error":"#VALUE!"}},null,null,null,null,null,null,null,"t =",15]
[null,null,{"$f":"C139*ASINH(C141)","v":{"$error":"#VALUE!"}},null,null,null,null,null,null,{"$f":"M6*(L141-M37)*M3*M5-M36+M32*M32/24*M38*M38/M36/M36*M3*M5","v":-78.341375538423762},null,null,null,{"$f":"POWER(J145+J147,1/3)","v":144.79848218197344},null,null,null,{"$f":"R139*ASINH(R141)","v":{"$error":"#VALUE!"}},null,null,null,null,null,null,{"$f":"AB6*(AA141-AB37)*AB3*AB5-AB36+AB32*AB32/24*AB38*AB38/AB36/AB36*AB3*AB5","v":{"$error":"#N/A"}},null,null,"S=",{"$f":"POWER(Y145+Y147,1/3)","v":{"$error":"#DIV/0!"}},null,null,null,{"$f":"AG139*ASINH(AG141)","v":{"$error":"#VALUE!"}},null,null,null,null,null,null,{"$f":"AQ6*(AP141-AQ37)*AQ3*AQ5-AQ36+AQ32*AQ32/24*AQ38*AQ38/AQ36/AQ36*AQ3*AQ5","v":{"$error":"#N/A"}},null,null,null,{"$f":"POWER(AN145+AN147,1/3)","v":{"$error":"#DIV/0!"}}]
[null,null,{"$f":"C142+C24/2","v":{"$error":"#VALUE!"}},null,{"$f":"C139*COSH(C143/C139)","v":{"$error":"#VALUE!"}},null,null,null,null,{"$f":"M32*M32*M7*M7/24*M3*M5","v":3000420.8125},null,null,null,{"$f":"POWER(J145-J147,1/3)","v":4.7095115522443676},null,null,null,{"$f":"R142+R24/2","v":{"$error":"#VALUE!"}}," y2 =",{"$f":"R139*COSH(R143/R139)","v":{"$error":"#VALUE!"}},null,null,null,null,{"$f":"AB32*AB32*AB7*AB7/24*AB3*AB5","v":{"$error":"#DIV/0!"}},null,null,"T =",{"$f":"POWER(Y145-Y147,1/3)","v":{"$error":"#DIV/0!"}},null,null,null,{"$f":"AG142+AG24/2","v":{"$error":"#VALUE!"}},null,{"$f":"AG139*COSH(AG143/AG139)","v":{"$error":"#VALUE!"}},null,null,null,null,{"$f":"AQ32*AQ32*AQ7*AQ7/24*AQ3*AQ5","v":{"$error":"#DIV/0!"}},null,null,null,{"$f":"POWER(AN145-AN147,1/3)","v":{"$error":"#DIV/0!"}}]
[null,null,{"$f":"C142-C24/2","v":{"$error":"#VALUE!"}},null,{"$f":"C139*COSH(C144/C139)","v":{"$error":"#VALUE!"}},null,null,null,null,{"$f":"-J142*J142/9","v":-681.93012458359351},null,null,null,{"$f":"N142+N143-J142/3","v":175.62178558035907},null,null,null,{"$f":"R142-R24/2","v":{"$error":"#VALUE!"}},"y1 =",{"$f":"R139*COSH(R144/R139)","v":{"$error":"#VALUE!"}},null,null,null,null,{"$f":"-Y142*Y142/9","v":{"$error":"#N/A"}},null,null,"x = ",{"$f":"AC142+AC143-Y142/3","v":{"$error":"#DIV/0!"}},null,null,null,{"$f":"AG142-AG24/2","v":{"$error":"#VALUE!"}},null,{"$f":"AG139*COSH(AG144/AG139)","v":{"$error":"#VALUE!"}},null,null,null,null,{"$f":"-AN142*AN142/9","v":{"$error":"#N/A"}},null,null,null,{"$f":"AR142+AR143-AN142/3","v":{"$error":"#DIV/0!"}}]
[null,"vão 14",null,null,null,null,null,null,null,{"$f":"J143/2-J142*J142*J142/27","v":1518018.1875769892},null,null,null,null,null,null,null,null,null,null,null,null,null,null,{"$f":"Y143/2-Y142*Y142*Y142/27","v":{"$error":"#DIV/0!"}},null,null,null,null,null,null,null,null,null,null,null,null,null,null,{"$f":"AN143/2-AN142*AN142*AN142/27","v":{"$error":"#DIV/0!"}}]
[null,null,{"$f":"E25/E9","v":{"$error":"#VALUE!"}},null,null,null,null,null,null,{"$f":"J144*J144*J144+J145*J145","v":2304062100738.7373},null,null,null,null,null,null,null,{"$f":"T25/T9","v":{"$error":"#VALUE!"}},null,null,null,null,null,null,{"$f":"Y144*Y144*Y144+Y145*Y145","v":{"$error":"#N/A"}},null,null,null,null,null,null,null,{"$f":"AI25/AI9","v":{"$error":"#VALUE!"}},null,null,null,null,null,null,{"$f":"AN144*AN144*AN144+AN145*AN145","v":{"$error":"#N/A"}}]
[null,null,{"$f":"SINH(C25/2/C146)","v":{"$error":"#VALUE!"}},null,null,null,null,null,null,{"$f":"SQRT(J144*J144*J144+J145*J145)","v":1517913.7329699397},null,null,null,null,null,null,null,{"$f":"SINH(R25/2/R146)","v":{"$error":"#VALUE!"}},null,null,null,null,null,null,{"$f":"SQRT(Y144*Y144*Y144+Y145*Y145)","v":{"$error":"#N/A"}},null,null,null,null,null,null,null,{"$f":"SINH(AG25/2/AG146)","v":{"$error":"#VALUE!"}},null,null,null,null,null,null,{"$f":"SQRT(AN144*AN144*AN144+AN145*AN145)","v":{"$error":"#N/A"}}]
[null,null,{"$f":"D25/2/C146/C147","v":{"$error":"#VALUE!"}},null,null,null,null,null,null,{"$f":"SQRT(-J144)","v":26.113791846141254},null,null,null,null,null,null,null,{"$f":"S25/2/R146/R147","v":{"$error":"#VALUE!"}},null,null,null,null,null,null,{"$f":"SQRT(-Y144)","v":{"$error":"#N/A"}},null,null,null,null,null,null,null,{"$f":"AH25/2/AG146/AG147","v":{"$error":"#VALUE!"}},null,null,null,null,null,null,{"$f":"SQRT(-AN144)","v":{"$error":"#N/A"}}]
[null,null,{"$f":"C146*ASINH(C148)","v":{"$error":"#VALUE!"}},null,null,null,null,null,null,{"$f":"SQRT(-J144*-J144*-J144)","v":17807.781326989134},null,null,null,null,null,null,null,{"$f":"R146*ASINH(R148)","v":{"$error":"#VALUE!"}},null,null,null,null,null,null,{"$f":"SQRT(-Y144*-Y144*-Y144)","v":{"$error":"#N/A"}},null,null,null,null,null,null,null,{"$f":"AG146*ASINH(AG148)","v":{"$error":"#VALUE!"}},null,null,null,null,null,null,{"$f":"SQRT(-AN144*-AN144*-AN144)","v":{"$error":"#N/A"}}]
[null,null,{"$f":"C149+C25/2","v":{"$error":"#VALUE!"}},null,{"$f":"C146*COSH(C150/C146)","v":{"$error":"#VALUE!"}},null,null,null,null,null,null,null,null,{"$f":"2*J148*COS(1/3*J152)-J142/3","v":{"$error":"#NUM!"}},null,null,null,{"$f":"R149+R25/2","v":{"$error":"#VALUE!"}}," y2 =",{"$f":"R146*COSH(R150/R146)","v":{"$error":"#VALUE!"}},null,null,null,null,null,null,null,"x = ",{"$f":"2*Y148*COS(1/3*Y152)-Y142/3","v":{"$error":"#N/A"}},null,null,null,{"$f":"AG149+AG25/2","v":{"$error":"#VALUE!"}},null,{"$f":"AG146*COSH(AG150/AG146)","v":{"$error":"#VALUE!"}},null,null,null,null,null,null,null,null,{"$f":"2*AN148*COS(1/3*AN152)-AN142/3","v":{"$error":"#N/A"}}]
[null,null,{"$f":"C149-C25/2","v":{"$error":"#VALUE!"}},null,{"$f":"C146*COSH(C151/C146)","v":{"$error":"#VALUE!"}},null,null,null,null,{"$f":"J145/J149","v":85.244655676241365},null,null,null,null,null,null,null,{"$f":"R149-R25/2","v":{"$error":"#VALUE!"}},"y1 =",{"$f":"R146*COSH(R151/R146)","v":{"$error":"#VALUE!"}},null,null,null,null,{"$f":"Y145/Y149","v":{"$error":"#DIV/0!"}},null,null,null,null,null,null,null,{"$f":"AG149-AG25/2","v":{"$error":"#VALUE!"}},null,{"$f":"AG146*COSH(AG151/AG146)","v":{"$error":"#VALUE!"}},null,null,null,null,{"$f":"AN145/AN149","v":{"$error":"#DIV/0!"}}]
[null,"vão 15",null,null,null,null,null,null,null,{"$f":"ACOS(J151)","v":{"$error":"#NUM!"}},null,null,null,null,null,null,null,null,null,null,null,null,null,null,{"$f":"ACOS(Y151)","v":{"$error":"#DIV/0!"}},null,null,null,null,null,null,null,null,null,null,null,null,null,null,{"$f":"ACOS(AN151)","v":{"$error":"#DIV/0!"}}]
[null,null,{"$f":"E26/E9","v":{"$error":"#VALUE!"}},null,null,null,null,"t = 15ºC  - v=120 km/h",null,null,null,null,null,null,null,null,null,{"$f":"T26/T9","v":{"$error":"#VALUE!"}},null,null,null,null,"t = 15 ºC   (V=120 KM/H)",null,null,null,null,null,null,null,null,null,{"$f":"AI26/AI9","v":{"$error":"#VALUE!"}},null,null,null,null,"t = 15 ºC   (V=120 KM/H)"]
[null,null,{"$f":"SINH(C26/2/C153)","v":{"$error":"#VALUE!"}},null,null,null,null,null,null,null,"t =",15,null,null,null,null,null,{"$f":"SINH(R26/2/R153)","v":{"$error":"#VALUE!"}},null,null,null,null,null,null,null,"t =",15,null,null,null,null,null,{"$f":"SINH(AG26/2/AG153)","v":{"$error":"#VALUE!"}},null,null,null,null,null,null,null,"t =",15]
[null,null,{"$f":"D26/2/C153/C154","v":{"$error":"#VALUE!"}},null,null,null,null,null,null,{"$f":"M6*(L154-M37)*M3*M5-M36+M32*M32/24*M38*M38/M36/M36*M3*M5","v":-78.341375538423762},null,null,null,{"$f":"POWER(J158+J160,1/3)","v":250.49076403208204},null,null,null,{"$f":"S26/2/R153/R154","v":{"$error":"#VALUE!"}},null,null,null,null,null,null,{"$f":"AB6*(AA154-AB37)*AB3*AB5-AB36+AB32*AB32/24*AB38*AB38/AB36/AB36*AB3*AB5","v":{"$error":"#N/A"}},null,"S=",{"$f":"POWER(Y158+Y160,1/3)","v":{"$error":"#DIV/0!"}},null,null,null,null,{"$f":"AH26/2/AG153/AG154","v":{"$error":"#VALUE!"}},null,null,null,null,null,null,{"$f":"AQ6*(AP154-AQ37)*AQ3*AQ5-AQ36+AQ32*AQ32/24*AQ38*AQ38/AQ36/AQ36*AQ3*AQ5","v":{"$error":"#N/A"}},null,null,null,{"$f":"POWER(AN158+AN160,1/3)","v":{"$error":"#DIV/0!"}}]
[null,null,{"$f":"C153*ASINH(C155)","v":{"$error":"#VALUE!"}},null,null,null,null,null,null,{"$f":"M32*M32*M8*M8/24*M3*M5","v":15681603.624999998},null,null,null,{"$f":"POWER(J158-J160,1/3)","v":2.722376320829107},null,null,null,{"$f":"R153*ASINH(R155)","v":{"$error":"#VALUE!"}},null,null,null,null,null,null,{"$f":"AB32*AB32*AB8*AB8/24*AB3*AB5","v":{"$error":"#DIV/0!"}},null,null,"T =",{"$f":"POWER(Y158-Y160,1/3)","v":{"$error":"#DIV/0!"}},null,null,null,{"$f":"AG153*ASINH(AG155)","v":{"$error":"#VALUE!"}},null,null,null,null,null,null,{"$f":"AQ32*AQ32*AQ8*AQ8/24*AQ3*AQ5","v":{"$error":"#DIV/0!"}},null,null,null,{"$f":"POWER(AN158-AN160,1/3)","v":{"$error":"#DIV/0!"}}]
[null,null,{"$f":"C156+C26/2","v":{"$error":"#VALUE!"}},null,{"$f":"C153*COSH(C157/C153)","v":{"$error":"#VALUE!"}},null,null,null,null,{"$f":"-J155*J155/9","v":-681.93012458359351},null,null,null,{"$f":"N155+N156-J155/3","v":279.32693219905241},null,null,null,{"$f":"R156+R26/2","v":{"$error":"#VALUE!"}}," y2 =",{"$f":"R153*COSH(R157/R153)","v":{"$error":"#VALUE!"}},null,null,null,null,{"$f":"-Y155*Y155/9","v":{"$error":"#N/A"}},null,null,"x = ",{"$f":"AB155+AC156-Y155/3","v":{"$error":"#DIV/0!"}},null,null,null,{"$f":"AG156+AG26/2","v":{"$error":"#VALUE!"}},null,{"$f":"AG153*COSH(AG157/AG153)","v":{"$error":"#VALUE!"}},null,null,null,null,{"$f":"-AN155*AN155/9","v":{"$error":"#N/A"}},null,null,null,{"$f":"AR155+AR156-AN155/3","v":{"$error":"#DIV/0!"}}]
[null,null,{"$f":"C156-C26/2","v":{"$error":"#VALUE!"}},null,{"$f":"C153*COSH(C158/C153)","v":{"$error":"#VALUE!"}},null,null,null,null,{"$f":"J156/2-J155*J155*J155/27","v":7858609.5938269878},null,null,null,null,null,null,null,{"$f":"R156-R26/2","v":{"$error":"#VALUE!"}},"y1 =",{"$f":"R153*COSH(R158/R153)","v":{"$error":"#VALUE!"}},null,null,null,null,{"$f":"Y156/2-Y155*Y155*Y155/27","v":{"$error":"#DIV/0!"}},null,null,null,null,null,null,null,{"$f":"AG156-AG26/2","v":{"$error":"#VALUE!"}},null,{"$f":"AG153*COSH(AG158/AG153)","v":{"$error":"#VALUE!"}},null,null,null,null,{"$f":"AN156/2-AN155*AN155*AN155/27","v":{"$error":"#DIV/0!"}}]
[null,"vão 16",null,null,null,null,null,null,null,{"$f":"J157*J157*J157+J158*J158","v":61757427631113.781},null,null,null,null,null,null,null,null,null,null,null,null,null,null,{"$f":"Y157*Y157*Y157+Y158*Y158","v":{"$error":"#N/A"}},null,null,null,null,null,null,null,null,null,null,null,null,null,null,{"$f":"AN157*AN157*AN157+AN158*AN158","v":{"$error":"#N/A"}}]
[null,null,{"$f":"E27/E9","v":{"$error":"#VALUE!"}},null,null,null,null,null,null,{"$f":"SQRT(J157*J157*J157+J158*J158)","v":7858589.4173899796},null,null,null,null,null,null,null,{"$f":"T27/T9","v":{"$error":"#VALUE!"}},null,null,null,null,null,null,{"$f":"SQRT(Y157*Y157*Y157+Y158*Y158)","v":{"$error":"#N/A"}},null,null,null,null,null,null,null,{"$f":"AI27/AI9","v":{"$error":"#VALUE!"}},null,null,null,null,null,null,{"$f":"SQRT(AN157*AN157*AN157+AN158*AN158)","v":{"$error":"#N/A"}}]
[null,null,{"$f":"SINH(C27/2/C160)","v":{"$error":"#VALUE!"}},null,null,null,null,null,null,{"$f":"SQRT(-J157)","v":26.113791846141254},null,null,null,null,null,null,null,{"$f":"SINH(R27/2/R160)","v":{"$error":"#VALUE!"}},null,null,null,null,null,null,{"$f":"SQRT(-Y157)","v":{"$error":"#N/A"}},null,null,null,null,null,null,null,{"$f":"SINH(AG27/2/AG160)","v":{"$error":"#VALUE!"}},null,null,null,null,null,null,{"$f":"SQRT(-AN157)","v":{"$error":"#N/A"}}]
[null,null,{"$f":"D27/2/C160/C161","v":{"$error":"#VALUE!"}},null,null,null,null,null,null,{"$f":"SQRT(-J157*-J157*-J157)","v":17807.781326989134},null,null,null,null,null,null,null,{"$f":"S27/2/R160/R161","v":{"$error":"#VALUE!"}},null,null,null,null,null,null,{"$f":"SQRT(-Y157*-Y157*-Y157)","v":{"$error":"#N/A"}},null,null,null,null,null,null,null,{"$f":"AH27/2/AG160/AG161","v":{"$error":"#VALUE!"}},null,null,null,null,null,null,{"$f":"SQRT(-AN157*-AN157*-AN157)","v":{"$error":"#N/A"}}]
[null,null,{"$f":"C160*ASINH(C162)","v":{"$error":"#VALUE!"}},null,null,null,null,null,null,null,null,null,null,{"$f":"2*J161*COS(1/3*J165)-J155/3","v":{"$error":"#NUM!"}},null,null,null,{"$f":"R160*ASINH(R162)","v":{"$error":"#VALUE!"}},null,null,null,null,null,null,null,null,null,"x = ",{"$f":"2*Y161*COS(1/3*Y165)-Y155/3","v":{"$error":"#N/A"}},null,null,null,{"$f":"AG160*ASINH(AG162)","v":{"$error":"#VALUE!"}},null,null,null,null,null,null,null,null,null,null,{"$f":"2*AN161*COS(1/3*AN165)-AN155/3","v":{"$error":"#N/A"}}]
[null,null,{"$f":"C163+C27/2","v":{"$error":"#VALUE!"}},null,{"$f":"C160*COSH(C164/C160)","v":{"$error":"#VALUE!"}},null,null,null,null,{"$f":"J158/J162","v":441.3020044173964},null,null,null,null,null,null,null,{"$f":"R163+R27/2","v":{"$error":"#VALUE!"}}," y2 =",{"$f":"R160*COSH(R164/R160)","v":{"$error":"#VALUE!"}},null,null,null,null,{"$f":"Y158/Y162","v":{"$error":"#DIV/0!"}},null,null,null,null,null,null,null,{"$f":"AG163+AG27/2","v":{"$error":"#VALUE!"}},null,{"$f":"AG160*COSH(AG164/AG160)","v":{"$error":"#VALUE!"}},null,null,null,null,{"$f":"AN158/AN162","v":{"$error":"#DIV/0!"}}]
[null,null,{"$f":"C163-C27/2","v":{"$error":"#VALUE!"}},null,{"$f":"C160*COSH(C165/C160)","v":{"$error":"#VALUE!"}},null,null,null,null,{"$f":"ACOS(J164)","v":{"$error":"#NUM!"}},null,null,null,null,null,null,null,{"$f":"R163-R27/2","v":{"$error":"#VALUE!"}},"y1 =",{"$f":"R160*COSH(R165/R160)","v":{"$error":"#VALUE!"}},null,null,null,null,{"$f":"ACOS(Y164)","v":{"$error":"#DIV/0!"}},null,null,null,null,null,null,null,{"$f":"AG163-AG27/2","v":{"$error":"#VALUE!"}},null,{"$f":"AG160*COSH(AG165/AG160)","v":{"$error":"#VALUE!"}},null,null,null,null,{"$f":"ACOS(AN164)","v":{"$error":"#DIV/0!"}}]
[null,"vão 17",null,null,null,null,null,"t = 20ºC",null,null,null,null,null,null,null,null,null,null,null,null,null,null,"t = 20 ºC",null,null,null,null,null,null,null,null,null,null,null,null,null,null,"t = 20 ºC"]
[null,null,{"$f":"E28/E9","v":{"$error":"#VALUE!"}},null,null,null,null,null,null,null,"t =",20,null,null,null,null,null,{"$f":"T28/T9","v":{"$error":"#VALUE!"}},null,null,null,null,null,null,null,"t =",20,null,null,null,null,null,{"$f":"AI28/AI9","v":{"$error":"#VALUE!"}},null,null,null,null,null,null,null,"t =",20]
[null,null,{"$f":"SINH(C28/2/C167)","v":{"$error":"#VALUE!"}},null,null,null,null,null,null,{"$f":"M6*(L167-M37)*M3*M5-M36+M32*M32/24*M38*M38/M36/M36*M3*M5","v":-74.927255538423736},null,null,null,{"$f":"POWER(J171+J173,1/3)","v":144.72798631600335},null,null,null,{"$f":"SINH(R28/2/R167)","v":{"$error":"#VALUE!"}},null,null,null,null,null,null,{"$f":"AB6*(AA167-AB37)*AB3*AB5-AB36+AB32*AB32/24*AB38*AB38/AB36/AB36*AB3*AB5","v":{"$error":"#N/A"}},null,null,null,{"$f":"POWER(Y171+Y173,1/3)","v":{"$error":"#DIV/0!"}},null,null,null,{"$f":"SINH(AG28/2/AG167)","v":{"$error":"#VALUE!"}},null,null,null,null,null,null,{"$f":"AQ6*(AP167-AQ37)*AQ3*AQ5-AQ36+AQ32*AQ32/24*AQ38*AQ38/AQ36/AQ36*AQ3*AQ5","v":{"$error":"#N/A"}},null,null,null,{"$f":"POWER(AN171+AN173,1/3)","v":{"$error":"#DIV/0!"}}]
[null,null,{"$f":"D28/2/C167/C168","v":{"$error":"#VALUE!"}},null,null,null,null,null,null,{"$f":"M32*M32*M7*M7/24*M3*M5","v":3000420.8125},null,null,null,{"$f":"POWER(J171-J173,1/3)","v":4.3100729593398786},null,null,null,{"$f":"S28/2/R167/R168","v":{"$error":"#VALUE!"}},null,null,null,null,null,null,{"$f":"AB32*AB32*AB7*AB7/24*AB3*AB5","v":{"$error":"#DIV/0!"}},null,null,null,{"$f":"POWER(Y171-Y173,1/3)","v":{"$error":"#DIV/0!"}},null,null,null,{"$f":"AH28/2/AG167/AG168","v":{"$error":"#VALUE!"}},null,null,null,null,null,null,{"$f":"AQ32*AQ32*AQ7*AQ7/24*AQ3*AQ5","v":{"$error":"#DIV/0!"}},null,null,null,{"$f":"POWER(AN171-AN173,1/3)","v":{"$error":"#DIV/0!"}}]
[null,null,{"$f":"C167*ASINH(C169)","v":{"$error":"#VALUE!"}},null,null,null,null,null,null,{"$f":"-J168*J168/9","v":-623.78818028002786},null,null,null,{"$f":"N168+N169-J168/3","v":174.01381112148448},null,null,null,{"$f":"R167*ASINH(R169)","v":{"$error":"#VALUE!"}},null,null,null,null,null,null,{"$f":"-Y168*Y168/9","v":{"$error":"#N/A"}},null,null,null,{"$f":"AC168+AC169-Y168/3","v":{"$error":"#DIV/0!"}},null,null,null,{"$f":"AG167*ASINH(AG169)","v":{"$error":"#VALUE!"}},null,null,null,null,null,null,{"$f":"-AN168*AN168/9","v":{"$error":"#N/A"}},null,null,null,{"$f":"AR168+AR169-AN168/3","v":{"$error":"#DIV/0!"}}]
[null,null,{"$f":"C170+C28/2","v":{"$error":"#VALUE!"}},null,{"$f":"C167*COSH(C171/C167)","v":{"$error":"#VALUE!"}},null,null,null,null,{"$f":"J169/2-J168*J168*J168/27","v":1515789.98504523},null,null,null,null,null,null,null,{"$f":"R170+R28/2","v":{"$error":"#VALUE!"}}," y2 =",{"$f":"R167*COSH(R171/R167)","v":{"$error":"#VALUE!"}},null,null,null,null,{"$f":"Y169/2-Y168*Y168*Y168/27","v":{"$error":"#DIV/0!"}},null,null,null,null,null,null,null,{"$f":"AG170+AG28/2","v":{"$error":"#VALUE!"}},null,{"$f":"AG167*COSH(AG171/AG167)","v":{"$error":"#VALUE!"}},null,null,null,null,{"$f":"AN169/2-AN168*AN168*AN168/27","v":{"$error":"#DIV/0!"}}]
[null,null,{"$f":"C170-C28/2","v":{"$error":"#VALUE!"}},null,{"$f":"C167*COSH(C172/C167)","v":{"$error":"#VALUE!"}},null,null,null,null,{"$f":"J170*J170*J170+J171*J171","v":2297376555487.9814},null,null,null,null,null,null,null,{"$f":"R170-R28/2","v":{"$error":"#VALUE!"}},"y1 =",{"$f":"R167*COSH(R172/R167)","v":{"$error":"#VALUE!"}},null,null,null,null,{"$f":"Y170*Y170*Y170+Y171*Y171","v":{"$error":"#N/A"}},null,null,null,null,null,null,null,{"$f":"AG170-AG28/2","v":{"$error":"#VALUE!"}},null,{"$f":"AG167*COSH(AG172/AG167)","v":{"$error":"#VALUE!"}},null,null,null,null,{"$f":"AN170*AN170*AN170+AN171*AN171","v":{"$error":"#N/A"}}]
[null,"vão 18",null,null,null,null,null,null,null,{"$f":"SQRT(J170*J170*J170+J171*J171)","v":1515709.9179882612},null,null,null,null,null,null,null,null,null,null,null,null,null,null,{"$f":"SQRT(Y170*Y170*Y170+Y171*Y171)","v":{"$error":"#N/A"}},null,null,null,null,null,null,null,null,null,null,null,null,null,null,{"$f":"SQRT(AN170*AN170*AN170+AN171*AN171)","v":{"$error":"#N/A"}}]
[null,null,{"$f":"E29/E9","v":{"$error":"#VALUE!"}},null,null,null,null,null,null,{"$f":"SQRT(-J170)","v":24.975751846141247},null,null,null,null,null,null,null,{"$f":"T29/T9","v":{"$error":"#VALUE!"}},null,null,null,null,null,null,{"$f":"SQRT(-Y170)","v":{"$error":"#N/A"}},null,null,null,null,null,null,null,{"$f":"AI29/AI9","v":{"$error":"#VALUE!"}},null,null,null,null,null,null,{"$f":"SQRT(-AN170)","v":{"$error":"#N/A"}}]
[null,null,{"$f":"SINH(C29/2/C174)","v":{"$error":"#VALUE!"}},null,null,null,null,null,null,{"$f":"SQRT(-J170*-J170*-J170)","v":15579.578795229994},null,null,null,null,null,null,null,{"$f":"SINH(R29/2/R174)","v":{"$error":"#VALUE!"}},null,null,null,null,null,null,{"$f":"SQRT(-Y170*-Y170*-Y170)","v":{"$error":"#N/A"}},null,null,null,null,null,null,null,{"$f":"SINH(AG29/2/AG174)","v":{"$error":"#VALUE!"}},null,null,null,null,null,null,{"$f":"SQRT(-AN170*-AN170*-AN170)","v":{"$error":"#N/A"}}]
[null,null,{"$f":"D29/2/C174/C175","v":{"$error":"#VALUE!"}},null,null,null,null,null,null,null,null,null,null,{"$f":"2*J174*COS(1/3*J178)-J168/3","v":{"$error":"#NUM!"}},null,null,null,{"$f":"S29/2/R174/R175","v":{"$error":"#VALUE!"}},null,null,null,null,null,null,null,null,null,null,{"$f":"2*Y174*COS(1/3*Y178)-Y168/3","v":{"$error":"#N/A"}},null,null,null,{"$f":"AH29/2/AG174/AG175","v":{"$error":"#VALUE!"}},null,null,null,null,null,null,null,null,null,null,{"$f":"2*AN174*COS(1/3*AN178)-AN168/3","v":{"$error":"#N/A"}}]
[null,null,{"$f":"C174*ASINH(C176)","v":{"$error":"#VALUE!"}},null,null,null,null,null,null,{"$f":"J171/J175","v":97.293386744789274},null,null,null,null,null,null,null,{"$f":"R174*ASINH(R176)","v":{"$error":"#VALUE!"}},null,null,null,null,null,null,{"$f":"Y171/Y175","v":{"$error":"#DIV/0!"}},null,null,null,null,null,null,null,{"$f":"AG174*ASINH(AG176)","v":{"$error":"#VALUE!"}},null,null,null,null,null,null,{"$f":"AN171/AN175","v":{"$error":"#DIV/0!"}}]
[null,null,{"$f":"C177+C29/2","v":{"$error":"#VALUE!"}},null,{"$f":"C174*COSH(C178/C174)","v":{"$error":"#VALUE!"}},null,null,null,null,{"$f":"ACOS(J177)","v":{"$error":"#NUM!"}},null,null,null,null,null,null,null,{"$f":"R177+R29/2","v":{"$error":"#VALUE!"}}," y2 =",{"$f":"R174*COSH(R178/R174)","v":{"$error":"#VALUE!"}},null,null,null,null,{"$f":"ACOS(Y177)","v":{"$error":"#DIV/0!"}},null,null,null,null,null,null,null,{"$f":"AG177+AG29/2","v":{"$error":"#VALUE!"}},null,{"$f":"AG174*COSH(AG178/AG174)","v":{"$error":"#VALUE!"}},null,null,null,null,{"$f":"ACOS(AN177)","v":{"$error":"#DIV/0!"}}]
[null,null,{"$f":"C177-C29/2","v":{"$error":"#VALUE!"}},null,{"$f":"C174*COSH(C179/C174)","v":{"$error":"#VALUE!"}},null,null,"t = 25ºC",null,null,null,null,null,null,null,null,null,{"$f":"R177-R29/2","v":{"$error":"#VALUE!"}},"y1 =",{"$f":"R174*COSH(R179/R174)","v":{"$error":"#VALUE!"}},null,null,"t = 25 ºC",null,null,null,null,null,null,null,null,null,{"$f":"AG177-AG29/2","v":{"$error":"#VALUE!"}},null,{"$f":"AG174*COSH(AG179/AG174)","v":{"$error":"#VALUE!"}},null,null,"t = 25 ºC"]
[null,"vão 19",null,null,null,null,null,null,null,null,"t =",25,null,null,null,null,null,null,null,null,null,null,null,null,null,"t =",25,null,null,null,null,null,null,null,null,null,null,null,null,null,"t =",25]
[null,null,{"$f":"E30/E9","v":{"$error":"#VALUE!"}},null,null,null,null,null,null,{"$f":"M6*(L180-M37)*M3*M5-M36+M32*M32/24*M38*M38/M36/M36*M3*M5","v":-71.513135538423768},null,null,null,{"$f":"POWER(J184+J186,1/3)","v":144.66352616978145},null,null,null,{"$f":"T30/T9","v":{"$error":"#VALUE!"}},null,null,null,null,null,null,{"$f":"AB6*(AA180-AB37)*AB3*AB5-AB36+AB32*AB32/24*AB38*AB38/AB36/AB36*AB3*AB5","v":{"$error":"#N/A"}},null,null,null,{"$f":"POWER(Y184+Y186,1/3)","v":{"$error":"#DIV/0!"}},null,null,null,{"$f":"AI30/AI9","v":{"$error":"#VALUE!"}},null,null,null,null,null,null,{"$f":"AQ6*(AP180-AQ37)*AQ3*AQ5-AQ36+AQ32*AQ32/24*AQ38*AQ38/AQ36/AQ36*AQ3*AQ5","v":{"$error":"#N/A"}},null,null,null,{"$f":"POWER(AN184+AN186,1/3)","v":{"$error":"#DIV/0!"}}]
[null,null,{"$f":"SINH(C30/2/C181)","v":{"$error":"#VALUE!"}},null,null,null,null,null,null,{"$f":"M32*M32*M7*M7/24*M3*M5","v":3000420.8125},null,null,null,{"$f":"POWER(J184-J186,1/3)","v":3.927987386346846},null,null,null,{"$f":"SINH(R30/2/R181)","v":{"$error":"#VALUE!"}},null,null,null,null,null,null,{"$f":"AB32*AB32*AB7*AB7/24*AB3*AB5","v":{"$error":"#DIV/0!"}},null,null,null,{"$f":"POWER(Y184-Y186,1/3)","v":{"$error":"#DIV/0!"}},null,null,null,{"$f":"SINH(AG30/2/AG181)","v":{"$error":"#VALUE!"}},null,null,null,null,null,null,{"$f":"AQ32*AQ32*AQ7*AQ7/24*AQ3*AQ5","v":{"$error":"#DIV/0!"}},null,null,null,{"$f":"POWER(AN184-AN186,1/3)","v":{"$error":"#DIV/0!"}}]
[null,null,{"$f":"D30/2/C181/C182","v":{"$error":"#VALUE!"}},null,null,null,null,null,null,{"$f":"-J181*J181/9","v":-568.23650605966316},null,null,null,{"$f":"N181+N182-J181/3","v":172.42922540226954},null,null,null,{"$f":"S30/2/R181/R182","v":{"$error":"#VALUE!"}},null,null,null,null,null,null,{"$f":"-Y181*Y181/9","v":{"$error":"#N/A"}},null,null,null,{"$f":"AC181+AC182-Y181/3","v":{"$error":"#DIV/0!"}},null,null,null,{"$f":"AH30/2/AG181/AG182","v":{"$error":"#VALUE!"}},null,null,null,null,null,null,{"$f":"-AN181*AN181/9","v":{"$error":"#N/A"}},null,null,null,{"$f":"AR181+AR182-AN181/3","v":{"$error":"#DIV/0!"}}]
[null,null,{"$f":"C181*ASINH(C183)","v":{"$error":"#VALUE!"}},null,null,null,null,null,null,{"$f":"J182/2-J181*J181*J181/27","v":1513755.8643419084},null,null,null,null,null,null,null,{"$f":"R181*ASINH(R183)","v":{"$error":"#VALUE!"}},null,null,null,null,null,null,{"$f":"Y182/2-Y181*Y181*Y181/27","v":{"$error":"#DIV/0!"}},null,null,null,null,null,null,null,{"$f":"AG181*ASINH(AG183)","v":{"$error":"#VALUE!"}},null,null,null,null,null,null,{"$f":"AN182/2-AN181*AN181*AN181/27","v":{"$error":"#DIV/0!"}}]
[null,null,{"$f":"C184+C30/2","v":{"$error":"#VALUE!"}},null,{"$f":"C181*COSH(C185/C181)","v":{"$error":"#VALUE!"}},null,null,null,null,{"$f":"J183*J183*J183+J184*J184","v":2291273337394.5986},null,null,null,null,null,null,null,{"$f":"R184+R30/2","v":{"$error":"#VALUE!"}}," y2 =",{"$f":"R181*COSH(R185/R181)","v":{"$error":"#VALUE!"}},null,null,null,null,{"$f":"Y183*Y183*Y183+Y184*Y184","v":{"$error":"#N/A"}},null,null,null,null,null,null,null,{"$f":"AG184+AG30/2","v":{"$error":"#VALUE!"}},null,{"$f":"AG181*COSH(AG185/AG181)","v":{"$error":"#VALUE!"}},null,null,null,null,{"$f":"AN183*AN183*AN183+AN184*AN184","v":{"$error":"#N/A"}}]
[null,null,{"$f":"C184-C30/2","v":{"$error":"#VALUE!"}},null,{"$f":"C181*COSH(C186/C181)","v":{"$error":"#VALUE!"}},null,null,null,null,{"$f":"SQRT(J183*J183*J183+J184*J184)","v":1513695.2590910096},null,null,null,null,null,null,null,{"$f":"R184-R30/2","v":{"$error":"#VALUE!"}},"y1 =",{"$f":"R181*COSH(R186/R181)","v":{"$error":"#VALUE!"}},null,null,null,null,{"$f":"SQRT(Y183*Y183*Y183+Y184*Y184)","v":{"$error":"#N/A"}},null,null,null,null,null,null,null,{"$f":"AG184-AG30/2","v":{"$error":"#VALUE!"}},null,{"$f":"AG181*COSH(AG186/AG181)","v":{"$error":"#VALUE!"}},null,null,null,null,{"$f":"SQRT(AN183*AN183*AN183+AN184*AN184)","v":{"$error":"#N/A"}}]
[null,null,null,null,null,null,null,null,null,{"$f":"SQRT(-J183)","v":23.837711846141257},null,null,null,null,null,null,null,null,null,null,null,null,null,null,{"$f":"SQRT(-Y183)","v":{"$error":"#N/A"}},null,null,null,null,null,null,null,null,null,null,null,null,null,null,{"$f":"SQRT(-AN183)","v":{"$error":"#N/A"}}]
[null,null,null,null,null,null,null,null,null,{"$f":"SQRT(-J183*-J183*-J183)","v":13545.458091908349},null,null,null,null,null,null,null,null,null,null,null,null,null,null,{"$f":"SQRT(-Y183*-Y183*-Y183)","v":{"$error":"#N/A"}},null,null,null,null,null,null,null,null,null,null,null,null,null,null,{"$f":"SQRT(-AN183*-AN183*-AN183)","v":{"$error":"#N/A"}}]
[null,null,null,null,null,null,null,null,null,null,null,null,null,{"$f":"2*J187*COS(1/3*J191)-J181/3","v":{"$error":"#NUM!"}},null,null,null,null,null,null,null,null,null,null,null,null,null,null,{"$f":"2*Y187*COS(1/3*Y191)-Y181/3","v":{"$error":"#N/A"}},null,null,null,null,null,null,null,null,null,null,null,null,null,null,{"$f":"2*AN187*COS(1/3*AN191)-AN181/3","v":{"$error":"#N/A"}}]
[null,null,null,null,null,null,null,null,null,{"$f":"J184/J188","v":111.75375938346306},null,null,null,null,null,null,null,null,null,null,null,null,null,null,{"$f":"Y184/Y188","v":{"$error":"#DIV/0!"}},null,null,null,null,null,null,null,null,null,null,null,null,null,null,{"$f":"AN184/AN188","v":{"$error":"#DIV/0!"}}]
["Equações da Parábola",null,null,null,null,null,null,null,null,{"$f":"ACOS(J190)","v":{"$error":"#NUM!"}},null,null,null,null,null,"Equações da Parábola",null,null,null,null,null,null,null,null,{"$f":"ACOS(Y190)","v":{"$error":"#DIV/0!"}},null,null,null,null,null,null,"Equações da Parabola",null,null,null,null,null,null,null,{"$f":"ACOS(AN190)","v":{"$error":"#DIV/0!"}}]
[null,"vão 1",null,null,null,null,null,"t = 30ºC",null,null,null,null,null,null,null,null,null,"vão 1",null,null,null,null,"t = 30 ºC",null,null,null,null,null,null,null,null,null,null,null,null,null,null,"t = 30 ºC"]
[null,"a2 ",{"$f":"POWER(C12,2)","v":2500},null,null,null,null,null,null,null,"t=",30,null,null,null,null,null,{"$f":"POWER(R12,2)","v":0},null,null,null,null,null,null,null,"t=",30,null,null,null,null,null,{"$f":"POWER(AG12,2)","v":0},null,null,null,null,null,null,null,"t=",30]
[null,"h2 ",{"$f":"POWER(D12,2)","v":0},null,null,null,null,null,null,{"$f":"M6*(L193-M37)*M3*M5-M36+M32*M32/24*M38*M38/M36/M36*M3*M5","v":-68.099015538423743},null,null,null,{"$f":"POWER(J197+J199,1/3)","v":144.60484911754369},null,null,null,{"$f":"POWER(S12,2)","v":0},null,null,null,null,null,null,{"$f":"AB6*(AA193-AB37)*AB3*AB5-AB36+AB32*AB32/24*AB38*AB38/AB36/AB36*AB3*AB5","v":{"$error":"#N/A"}},null,null,null,{"$f":"POWER(Y197+Y199,1/3)","v":{"$error":"#DIV/0!"}},null,null,null,{"$f":"POWER(AH12,2)","v":0},null,null,null,null,null,null,{"$f":"AQ6*(AP193-AQ37)*AQ3*AQ5-AQ36+AQ32*AQ32/24*AQ38*AQ38/AQ36/AQ36*AQ3*AQ5","v":{"$error":"#N/A"}},null,null,null,{"$f":"POWER(AN197+AN199,1/3)","v":{"$error":"#DIV/0!"}}]
[null,"a2 + h2 ",{"$f":"C193+C194","v":2500},null,null,null,null,null,null,{"$f":"M32*M32*M7*M7/24*M3*M5","v":3000420.8125},null,null,null,{"$f":"POWER(J197-J199,1/3)","v":3.5633321086189067},null,null,null,{"$f":"R193+R194","v":0},null,null,null,null,null,null,{"$f":"AB32*AB32*AB7*AB7/24*AB3*AB5","v":{"$error":"#DIV/0!"}},null,null,null,{"$f":"POWER(Y197-Y199,1/3)","v":{"$error":"#DIV/0!"}},null,null,null,{"$f":"AG193+AG194","v":0},null,null,null,null,null,null,{"$f":"AQ32*AQ32*AQ7*AQ7/24*AQ3*AQ5","v":{"$error":"#DIV/0!"}},null,null,null,{"$f":"POWER(AN197-AN199,1/3)","v":{"$error":"#DIV/0!"}}]
[null,"b ",{"$f":"SQRT(C195)","v":50},null,null,null,null,null,null,{"$f":"-J194*J194/9","v":-515.27510192249758},null,null,null,{"$f":"N194+N195-J194/3","v":170.86785307230386},null,null,null,{"$f":"SQRT(R195)","v":0},null,null,null,null,null,null,{"$f":"-Y194*Y194/9","v":{"$error":"#N/A"}},null,null,null,{"$f":"AC194+AC195-Y194/3","v":{"$error":"#DIV/0!"}},null,null,null,{"$f":"SQRT(AG195)","v":0},null,null,null,null,null,null,{"$f":"-AN194*AN194/9","v":{"$error":"#N/A"}},null,null,null,{"$f":"AR194+AR195-AN194/3","v":{"$error":"#DIV/0!"}}]
[null,"TA - p h/2 ",{"$f":"E10-(E9)*ABS(D12)/2","v":285},null,null,null,null,null,null,{"$f":"J195/2-J194*J194*J194/27","v":1511906.9819741277},null,null,null,null,null,null,null,{"$f":"T10-(T9)*ABS(S12)/2","v":{"$error":"#N/A"}},null,null,null,null,null,null,{"$f":"Y195/2-Y194*Y194*Y194/27","v":{"$error":"#DIV/0!"}},null,null,null,null,null,null,null,{"$f":"AI10-(AI9)*ABS(AH12)/2","v":{"$error":"#N/A"}},null,null,null,null,null,null,{"$f":"AN195/2-AN194*AN194*AN194/27","v":{"$error":"#DIV/0!"}}]
[null,"(T A - p h/2)2",{"$f":"POWER(C197,2)","v":81225},null,null,null,null,null,null,{"$f":"J196*J196*J196+J197*J197","v":2285725912258.4448},null,null,null,null,null,null,null,{"$f":"POWER(R197,2)","v":{"$error":"#N/A"}},null,null,null,null,null,null,{"$f":"Y196*Y196*Y196+Y197*Y197","v":{"$error":"#N/A"}},null,null,null,null,null,null,null,{"$f":"POWER(AG197,2)","v":{"$error":"#N/A"}},null,null,null,null,null,null,{"$f":"AN196*AN196*AN196+AN197*AN197","v":{"$error":"#N/A"}}]
[null,"b2 x p2 /2",{"$f":"C195*E9*E9/2","v":6338.5625},null,null,null,null,null,null,{"$f":"SQRT(J196*J196*J196+J197*J197)","v":1511861.7371500758},null,null,null,null,null,null,null,{"$f":"R195*T9*T9/2","v":{"$error":"#N/A"}},null,null,null,null,null,null,{"$f":"SQRT(Y196*Y196*Y196+Y197*Y197)","v":{"$error":"#N/A"}},null,null,null,null,null,null,null,{"$f":"AG195*AI9*AI9/2","v":{"$error":"#N/A"}},null,null,null,null,null,null,{"$f":"SQRT(AN196*AN196*AN196+AN197*AN197)","v":{"$error":"#N/A"}}]
[null,"(TA- p h/2)2 - b2xp2/2",{"$f":"C198-C199","v":74886.4375},null,null,null,null,null,null,{"$f":"SQRT(-J196)","v":22.699671846141246},null,null,null,null,null,null,null,{"$f":"R198-R199","v":{"$error":"#N/A"}},null,null,null,null,null,null,{"$f":"SQRT(-Y196)","v":{"$error":"#N/A"}},null,null,null,null,null,null,null,{"$f":"AG198-AG199","v":{"$error":"#N/A"}},null,null,null,null,null,null,{"$f":"SQRT(-AN196)","v":{"$error":"#N/A"}}]
[null,"Raiz",{"$f":"SQRT(C200)","v":273.65386439807497},null,null,null,null,null,null,{"$f":"SQRT(-J196*-J196*-J196)","v":11696.575724127681},null,null,null,null,null,null,null,{"$f":"SQRT(R200)","v":{"$error":"#N/A"}},null,null,null,null,null,null,{"$f":"SQRT(-Y196*-Y196*-Y196)","v":{"$error":"#N/A"}},null,null,null,null,null,null,null,{"$f":"SQRT(AG200)","v":{"$error":"#N/A"}},null,null,null,null,null,null,{"$f":"SQRT(-AN196*-AN196*-AN196)","v":{"$error":"#N/A"}}]
[null,"TA - ph/2 + Raiz",{"$f":"C197+C201","v":558.65386439807503},null,null,null,null,null,null,null,null,null,null,{"$f":"2*J200*COS(1/3*J204)-J194/3","v":{"$error":"#NUM!"}},null,null,null,{"$f":"R197+R201","v":{"$error":"#N/A"}},null,null,null,null,null,null,null,null,null,null,{"$f":"2*Y200*COS(1/3*Y204)-Y194/3","v":{"$error":"#N/A"}},null,null,null,{"$f":"AG197+AG201","v":{"$error":"#N/A"}},null,null,null,null,null,null,null,null,null,null,{"$f":"2*AN200*COS(1/3*AN204)-AN194/3","v":{"$error":"#N/A"}}]
[null,"vão 2",null,null,null,null,null,null,null,{"$f":"J197/J201","v":129.26065009397306},null,null,null,null,null,null,null,"vão 2",null,null,null,null,null,null,{"$f":"Y197/Y201","v":{"$error":"#DIV/0!"}},null,null,null,null,null,null,null,null,null,null,null,null,null,null,{"$f":"AN197/AN201","v":{"$error":"#DIV/0!"}}]
[null,null,{"$f":"POWER(C13,2)","v":0},null,null,null,null,null,null,{"$f":"ACOS(J203)","v":{"$error":"#NUM!"}},null,null,null,null,null,null,null,{"$f":"POWER(R13,2)","v":0},null,null,null,null,null,null,{"$f":"ACOS(Y203)","v":{"$error":"#DIV/0!"}},null,null,null,null,null,null,null,{"$f":"POWER(AG13,2)","v":0},null,null,null,null,null,null,{"$f":"ACOS(AN203)","v":{"$error":"#DIV/0!"}}]
[null,null,{"$f":"POWER(D13,2)","v":0},null,null,null,null,"t = 35ºC",null,null,null,null,null,null,null,null,null,{"$f":"POWER(S13,2)","v":0},null,null,null,null,"t = 35 ºC",null,null,null,null,null,null,null,null,null,{"$f":"POWER(AH13,2)","v":0},null,null,null,null,"t = 35 ºC"]
[null,null,{"$f":"C204+C205","v":0},null,null,null,null,null,null,null,"t =",35,null,null,null,null,null,{"$f":"R204+R205","v":0},null,null,null,null,null,null,null,"t =",35,null,null,null,null,null,{"$f":"AG204+AG205","v":0},null,null,null,null,null,null,null,"t =",35]
[null,null,{"$f":"SQRT(C206)","v":0},null,null,null,null,null,null,{"$f":"M6*(L206-M37)*M3*M5-M36+M32*M32/24*M38*M38/M36/M36*M3*M5","v":-64.684895538423774},null,null,null,{"$f":"POWER(J210+J212,1/3)","v":144.55169857682353},null,null,null,{"$f":"SQRT(R206)","v":0},null,null,null,null,null,null,{"$f":"AB6*(AA206-AB37)*AB3*AB5-AB36+AB32*AB32/24*AB38*AB38/AB36/AB36*AB3*AB5","v":{"$error":"#N/A"}},null,null,null,{"$f":"POWER(Y210+Y212,1/3)","v":{"$error":"#DIV/0!"}},null,null,null,{"$f":"SQRT(AG206)","v":0},null,null,null,null,null,null,{"$f":"AQ6*(AP206-AQ37)*AQ3*AQ5-AQ36+AQ32*AQ32/24*AQ38*AQ38/AQ36/AQ36*AQ3*AQ5","v":{"$error":"#N/A"}},null,null,null,{"$f":"POWER(AN210+AN212,1/3)","v":{"$error":"#DIV/0!"}}]
[null,null,{"$f":"E10-E9*ABS(D13)/2","v":285},null,null,null,null,null,null,{"$f":"M32*M32*M7*M7/24*M3*M5","v":3000420.8125},null,null,null,{"$f":"POWER(J210-J212,1/3)","v":3.2161778273499269},null,null,null,{"$f":"T10-T9*ABS(S13)/2","v":{"$error":"#N/A"}},null,null,null,null,null,null,{"$f":"AB32*AB32*AB7*AB7/24*AB3*AB5","v":{"$error":"#DIV/0!"}},null,null,null,{"$f":"POWER(Y210-Y212,1/3)","v":{"$error":"#DIV/0!"}},null,null,null,{"$f":"AI10-AI9*ABS(AH13)/2","v":{"$error":"#N/A"}},null,null,null,null,null,null,{"$f":"AQ32*AQ32*AQ7*AQ7/24*AQ3*AQ5","v":{"$error":"#DIV/0!"}},null,null,null,{"$f":"POWER(AN210-AN212,1/3)","v":{"$error":"#DIV/0!"}}]
[null,null,{"$f":"POWER(C208,2)","v":81225},null,null,null,null,null,null,{"$f":"-J207*J207/9","v":-464.90396786853285},null,null,null,{"$f":"N207+N208-J207/3","v":169.32950825031472},null,null,null,{"$f":"POWER(R208,2)","v":{"$error":"#N/A"}},null,null,null,null,null,null,{"$f":"-Y207*Y207/9","v":{"$error":"#N/A"}},null,null,null,{"$f":"AC207+AC208-Y207/3","v":{"$error":"#DIV/0!"}},null,null,null,{"$f":"POWER(AG208,2)","v":{"$error":"#N/A"}},null,null,null,null,null,null,{"$f":"-AN207*AN207/9","v":{"$error":"#N/A"}},null,null,null,{"$f":"AR207+AR208-AN207/3","v":{"$error":"#DIV/0!"}}]
[null,null,{"$f":"C207*C207*E9*E9/2","v":0},null,null,null,null,null,null,{"$f":"J208/2-J207*J207*J207/27","v":1510234.4944489915},null,null,null,null,null,null,null,{"$f":"R207*R207*T9*T9/2","v":{"$error":"#N/A"}},null,null,null,null,null,null,{"$f":"Y208/2-Y207*Y207*Y207/27","v":{"$error":"#DIV/0!"}},null,null,null,null,null,null,null,{"$f":"AG207*AG207*AI9*AI9/2","v":{"$error":"#N/A"}},null,null,null,null,null,null,{"$f":"AN208/2-AN207*AN207*AN207/27","v":{"$error":"#DIV/0!"}}]
[null,null,{"$f":"C209-C210","v":81225},null,null,null,null,null,null,{"$f":"J209*J209*J209+J210*J210","v":2280707745879.3799},null,null,null,null,null,null,null,{"$f":"R209-R210","v":{"$error":"#N/A"}},null,null,null,null,null,null,{"$f":"Y209*Y209*Y209+Y210*Y210","v":{"$error":"#N/A"}},null,null,null,null,null,null,null,{"$f":"AG209-AG210","v":{"$error":"#N/A"}},null,null,null,null,null,null,{"$f":"AN209*AN209*AN209+AN210*AN210","v":{"$error":"#N/A"}}]
[null,null,{"$f":"SQRT(C211)","v":285},null,null,null,null,null,null,{"$f":"SQRT(J209*J209*J209+J210*J210)","v":1510201.2269493691},null,null,null,null,null,null,null,{"$f":"SQRT(R211)","v":{"$error":"#N/A"}},null,null,null,null,null,null,{"$f":"SQRT(Y209*Y209*Y209+Y210*Y210)","v":{"$error":"#N/A"}},null,null,null,null,null,null,null,{"$f":"SQRT(AG211)","v":{"$error":"#N/A"}},null,null,null,null,null,null,{"$f":"SQRT(AN209*AN209*AN209+AN210*AN210)","v":{"$error":"#N/A"}}]
[null,null,{"$f":"C208+C212","v":570},null,null,null,null,null,null,{"$f":"SQRT(-J209)","v":21.561631846141257},null,null,null,null,null,null,null,{"$f":"R208+R212","v":{"$error":"#N/A"}},null,null,null,null,null,null,{"$f":"SQRT(-Y209)","v":{"$error":"#N/A"}},null,null,null,null,null,null,null,{"$f":"AG208+AG212","v":{"$error":"#N/A"}},null,null,null,null,null,null,{"$f":"SQRT(-AN209)","v":{"$error":"#N/A"}}]
[null,"vão 3",null,null,null,null,null,null,null,{"$f":"SQRT(-J209*-J209*-J209)","v":10024.088198991591},null,null,null,null,null,null,null,"vão 3",null,null,null,null,null,null,{"$f":"SQRT(-Y209*-Y209*-Y209)","v":{"$error":"#N/A"}},null,null,null,null,null,null,null,null,null,null,null,null,null,null,{"$f":"SQRT(-AN209*-AN209*-AN209)","v":{"$error":"#N/A"}}]
[null,null,{"$f":"POWER(C14,2)","v":0},null,null,null,null,null,null,null,null,null,null,{"$f":"2*J213*COS(1/3*J217)-J207/3","v":{"$error":"#NUM!"}},null,null,null,{"$f":"POWER(R14,2)","v":0},null,null,null,null,null,null,null,null,null,null,{"$f":"2*Y213*COS(1/3*Y217)-Y207/3","v":{"$error":"#N/A"}},null,null,null,{"$f":"POWER(AG14,2)","v":0},null,null,null,null,null,null,null,null,null,null,{"$f":"2*AN213*COS(1/3*AN217)-AN207/3","v":{"$error":"#N/A"}}]
[null,null,{"$f":"POWER(D14,2)","v":0},null,null,null,null,null,null,{"$f":"J210/J214","v":150.66053534933172},null,null,null,null,null,null,null,{"$f":"POWER(S14,2)","v":0},null,null,null,null,null,null,{"$f":"Y210/Y214","v":{"$error":"#DIV/0!"}},null,null,null,null,null,null,null,{"$f":"POWER(AH14,2)","v":0},null,null,null,null,null,null,{"$f":"AN210/AN214","v":{"$error":"#DIV/0!"}}]
[null,null,{"$f":"C215+C216","v":0},null,null,null,null,null,null,{"$f":"ACOS(J216)","v":{"$error":"#NUM!"}},null,null,null,null,null,null,null,{"$f":"R215+R216","v":0},null,null,null,null,null,null,{"$f":"ACOS(Y216)","v":{"$error":"#DIV/0!"}},null,null,null,null,null,null,null,{"$f":"AG215+AG216","v":0},null,null,null,null,null,null,{"$f":"ACOS(AN216)","v":{"$error":"#DIV/0!"}}]
[null,null,{"$f":"SQRT(C217)","v":0},null,null,null,null,"t = 40ºC",null,null,null,null,null,null,null,null,null,{"$f":"SQRT(R217)","v":0},null,null,null,null,"t = 40 ºC",null,null,null,null,null,null,null,null,null,{"$f":"SQRT(AG217)","v":0},null,null,null,null,"t = 40 ºC"]
[null,null,{"$f":"E10-ABS(D14)*E9/2","v":285},null,null,null,null,null,null,null,"t=",40,null,null,null,null,null,{"$f":"T10-ABS(S14)*T9/2","v":{"$error":"#N/A"}},null,null,null,null,null,null,null,"t=",40,null,null,null,null,null,{"$f":"AI10-ABS(AH14)*AI9/2","v":{"$error":"#N/A"}},null,null,null,null,null,null,null,"t=",40]
[null,null,{"$f":"POWER(C219,2)","v":81225},null,null,null,null,null,null,{"$f":"M6*(L219-M37)*M3*M5-M36+M32*M32/24*M38*M38/M36/M36*M3*M5","v":-61.270775538423749},null,null,null,{"$f":"POWER(J223+J225,1/3)","v":144.50381433875276},null,null,null,{"$f":"POWER(R219,2)","v":{"$error":"#N/A"}},null,null,null,null,null,null,{"$f":"AB6*(AA219-AB37)*AB3*AB5-AB36+AB32*AB32/24*AB38*AB38/AB36/AB36*AB3*AB5","v":{"$error":"#N/A"}},null,null,null,{"$f":"POWER(Y223+Y225,1/3)","v":{"$error":"#DIV/0!"}},null,null,null,{"$f":"POWER(AG219,2)","v":{"$error":"#N/A"}},null,null,null,null,null,null,{"$f":"AQ6*(AP219-AQ37)*AQ3*AQ5-AQ36+AQ32*AQ32/24*AQ38*AQ38/AQ36/AQ36*AQ3*AQ5","v":{"$error":"#N/A"}},null,null,null,{"$f":"POWER(AN223+AN225,1/3)","v":{"$error":"#DIV/0!"}}]
[null,null,{"$f":"C218*C218*E9*E9/2","v":0},null,null,null,null,null,null,{"$f":"M32*M32*M7*M7/24*M3*M5","v":3000420.8125},null,null,null,{"$f":"POWER(J223-J225,1/3)","v":2.8865888821406465},null,null,null,{"$f":"R218*R218*T9*T9/2","v":{"$error":"#N/A"}},null,null,null,null,null,null,{"$f":"AB32*AB32*AB7*AB7/24*AB3*AB5","v":{"$error":"#DIV/0!"}},null,null,null,{"$f":"POWER(Y223-Y225,1/3)","v":{"$error":"#DIV/0!"}},null,null,null,{"$f":"AG218*AG218*AI9*AI9/2","v":{"$error":"#N/A"}},null,null,null,null,null,null,{"$f":"AQ32*AQ32*AQ7*AQ7/24*AQ3*AQ5","v":{"$error":"#DIV/0!"}},null,null,null,{"$f":"POWER(AN223-AN225,1/3)","v":{"$error":"#DIV/0!"}}]
[null,null,{"$f":"C220-C221","v":81225},null,null,null,null,null,null,{"$f":"-J220*J220/9","v":-417.12310389776735},null,null,null,{"$f":"N220+N221-J220/3","v":167.81399506703465},null,null,null,{"$f":"R220-R221","v":{"$error":"#N/A"}},null,null,null,null,null,null,{"$f":"-Y220*Y220/9","v":{"$error":"#N/A"}},null,null,null,{"$f":"AC220+AC221-Y220/3","v":{"$error":"#DIV/0!"}},null,null,null,{"$f":"AG220-AG221","v":{"$error":"#N/A"}},null,null,null,null,null,null,{"$f":"-AN220*AN220/9","v":{"$error":"#N/A"}},null,null,null,{"$f":"AR220+AR221-AN220/3","v":{"$error":"#DIV/0!"}}]
[null,null,{"$f":"SQRT(C222)","v":285},null,null,null,null,null,null,{"$f":"J221/2-J220*J220*J220/27","v":1508729.5582736037},null,null,null,null,null,null,null,{"$f":"SQRT(R222)","v":{"$error":"#N/A"}},null,null,null,null,null,null,{"$f":"Y221/2-Y220*Y220*Y220/27","v":{"$error":"#DIV/0!"}},null,null,null,null,null,null,null,{"$f":"SQRT(AG222)","v":{"$error":"#N/A"}},null,null,null,null,null,null,{"$f":"AN221/2-AN220*AN220*AN220/27","v":{"$error":"#DIV/0!"}}]
[null,null,{"$f":"C219+C223","v":570},null,null,null,null,null,null,{"$f":"J222*J222*J222+J223*J223","v":2276192304057.2622},null,null,null,null,null,null,null,{"$f":"R219+R223","v":{"$error":"#N/A"}},null,null,null,null,null,null,{"$f":"Y222*Y222*Y222+Y223*Y223","v":{"$error":"#N/A"}},null,null,null,null,null,null,null,{"$f":"AG219+AG223","v":{"$error":"#N/A"}},null,null,null,null,null,null,{"$f":"AN222*AN222*AN222+AN223*AN223","v":{"$error":"#N/A"}}]
[null,"vão 4",null,null,null,null,null,null,null,{"$f":"SQRT(J222*J222*J222+J223*J223)","v":1508705.506073754},null,null,null,null,null,null,null,"vão 4",null,null,null,null,null,null,{"$f":"SQRT(Y222*Y222*Y222+Y223*Y223)","v":{"$error":"#N/A"}},null,null,null,null,null,null,null,null,null,null,null,null,null,null,{"$f":"SQRT(AN222*AN222*AN222+AN223*AN223)","v":{"$error":"#N/A"}}]
[null,null,{"$f":"POWER(C15,2)","v":0},null,null,null,null,null,null,{"$f":"SQRT(-J222)","v":20.42359184614125},null,null,null,null,null,null,null,{"$f":"POWER(R15,2)","v":0},null,null,null,null,null,null,{"$f":"SQRT(-Y222)","v":{"$error":"#N/A"}},null,null,null,null,null,null,null,{"$f":"POWER(AG15,2)","v":0},null,null,null,null,null,null,{"$f":"SQRT(-AN222)","v":{"$error":"#N/A"}}]
[null,null,{"$f":"POWER(D15,2)","v":0},null,null,null,null,null,null,{"$f":"SQRT(-J222*-J222*-J222)","v":8519.1520236035703},null,null,null,null,null,null,null,{"$f":"POWER(S15,2)","v":0},null,null,null,null,null,null,{"$f":"SQRT(-Y222*-Y222*-Y222)","v":{"$error":"#N/A"}},null,null,null,null,null,null,null,{"$f":"POWER(AH15,2)","v":0},null,null,null,null,null,null,{"$f":"SQRT(-AN222*-AN222*-AN222)","v":{"$error":"#N/A"}}]
[null,null,{"$f":"C226+C227","v":0},null,null,null,null,null,null,null,null,null,null,{"$f":"2*J226*COS(1/3*J230)-J220/3","v":{"$error":"#NUM!"}},null,null,null,{"$f":"R226+R227","v":0},null,null,null,null,null,null,null,null,null,null,{"$f":"2*Y226*COS(1/3*Y230)-Y220/3","v":{"$error":"#N/A"}},null,null,null,{"$f":"AG226+AG227","v":0},null,null,null,null,null,null,null,null,null,null,{"$f":"2*AN226*COS(1/3*AN230)-AN220/3","v":{"$error":"#N/A"}}]
[null,null,{"$f":"SQRT(C228)","v":0},null,null,null,null,null,null,{"$f":"J223/J227","v":177.09856029020793},null,null,null,null,null,null,null,{"$f":"SQRT(R228)","v":0},null,null,null,null,null,null,{"$f":"Y223/Y227","v":{"$error":"#DIV/0!"}},null,null,null,null,null,null,null,{"$f":"SQRT(AG228)","v":0},null,null,null,null,null,null,{"$f":"AN223/AN227","v":{"$error":"#DIV/0!"}}]
[null,null,{"$f":"E10-ABS(D15)*E9/2","v":285},null,null,null,null,null,null,{"$f":"ACOS(J229)","v":{"$error":"#NUM!"}},null,null,null,null,null,null,null,{"$f":"T10-ABS(S15)*T9/2","v":{"$error":"#N/A"}},null,null,null,null,null,null,{"$f":"ACOS(Y229)","v":{"$error":"#DIV/0!"}},null,null,null,null,null,null,null,{"$f":"AI10-ABS(AH15)*AI9/2","v":{"$error":"#N/A"}},null,null,null,null,null,null,{"$f":"ACOS(AN229)","v":{"$error":"#DIV/0!"}}]
[null,null,{"$f":"POWER(C230,2)","v":81225},null,null,null,null,"t = 45ºC",null,null,null,null,null,null,null,null,null,{"$f":"POWER(R230,2)","v":{"$error":"#N/A"}},null,null,null,null,"t = 45 ºC",null,null,null,null,null,null,null,null,null,{"$f":"POWER(AG230,2)","v":{"$error":"#N/A"}},null,null,null,null,"t = 45 ºC"]
[null,null,{"$f":"C228*E9*E9/2","v":0},null,null,null,null,null,null,null,"t=",45,null,null,null,null,null,{"$f":"R228*T9*T9/2","v":{"$error":"#N/A"}},null,null,null,null,null,null,null,"t=",45,null,null,null,null,null,{"$f":"AG228*AI9*AI9/2","v":{"$error":"#N/A"}},null,null,null,null,null,null,null,"t=",45]
[null,null,{"$f":"C231-C232","v":81225},null,null,null,null,null,null,{"$f":"M6*(L232-M37)*M3*M5-M36+M32*M32/24*M38*M38/M36/M36*M3*M5","v":-57.85665553842378},null,null,null,{"$f":"POWER(J236+J238,1/3)","v":144.46093289071933},null,null,null,{"$f":"R231-R232","v":{"$error":"#N/A"}},null,null,null,null,null,null,{"$f":"AB6*(AA232-AB37)*AB3*AB5-AB36+AB32*AB32/24*AB38*AB38/AB36/AB36*AB3*AB5","v":{"$error":"#N/A"}},null,"S=",{"$f":"POWER(Y236+Y238,1/3)","v":{"$error":"#DIV/0!"}},null,null,null,null,{"$f":"AG231-AG232","v":{"$error":"#N/A"}},null,null,null,null,null,null,{"$f":"AQ6*(AP232-AQ37)*AQ3*AQ5-AQ36+AQ32*AQ32/24*AQ38*AQ38/AQ36/AQ36*AQ3*AQ5","v":{"$error":"#N/A"}},null,null,null,{"$f":"POWER(AN236+AN238,1/3)","v":{"$error":"#DIV/0!"}}]
[null,null,{"$f":"SQRT(C233)","v":285},null,null,null,null,null,null,{"$f":"M32*M32*M7*M7/24*M3*M5","v":3000420.8125},null,null,null,{"$f":"POWER(J236-J238,1/3)","v":2.5746234817070959},null,null,null,{"$f":"SQRT(R233)","v":{"$error":"#N/A"}},null,null,null,null,null,null,{"$f":"AB32*AB32*AB7*AB7/24*AB3*AB5","v":{"$error":"#DIV/0!"}},null,null,null,{"$f":"POWER(Y236-Y238,1/3)","v":{"$error":"#DIV/0!"}},null,null,null,{"$f":"SQRT(AG233)","v":{"$error":"#N/A"}},null,null,null,null,null,null,{"$f":"AQ32*AQ32*AQ7*AQ7/24*AQ3*AQ5","v":{"$error":"#DIV/0!"}},null,null,null,{"$f":"POWER(AN236-AN238,1/3)","v":{"$error":"#DIV/0!"}}]
[null,null,{"$f":"C230+C234","v":570},null,null,null,null,null,null,{"$f":"-J233*J233/9","v":-371.93251001020258},null,null,null,{"$f":"N233+N234-J233/3","v":166.3211082185677},null,null,null,{"$f":"R230+R234","v":{"$error":"#N/A"}},null,null,null,null,null,null,{"$f":"-Y233*Y233/9","v":{"$error":"#N/A"}},null,null,null,{"$f":"AB233+AC234-Y233/3","v":{"$error":"#DIV/0!"}},null,null,null,{"$f":"AG230+AG234","v":{"$error":"#N/A"}},null,null,null,null,null,null,{"$f":"-AN233*AN233/9","v":{"$error":"#N/A"}},null,null,null,{"$f":"AR233+AR234-AN233/3","v":{"$error":"#DIV/0!"}}]
[null,"vão 5",null,null,null,null,null,null,null,{"$f":"J234/2-J233*J233*J233/27","v":1507383.3299550673},null,null,null,null,null,null,null,"vão 5",null,null,null,null,null,null,{"$f":"Y234/2-Y233*Y233*Y233/27","v":{"$error":"#DIV/0!"}},null,null,null,null,null,null,null,null,null,null,null,null,null,null,{"$f":"AN234/2-AN233*AN233*AN233/27","v":{"$error":"#DIV/0!"}}]
[null,null,{"$f":"C16*C16","v":0},null,null,null,null,null,null,{"$f":"J235*J235*J235+J236*J236","v":2272153052591.9487},null,null,null,null,null,null,null,{"$f":"R16*R16","v":0},null,null,null,null,null,null,{"$f":"Y235*Y235*Y235+Y236*Y236","v":{"$error":"#N/A"}},null,null,null,null,null,null,null,{"$f":"AG16*AG16","v":0},null,null,null,null,null,null,{"$f":"AN235*AN235*AN235+AN236*AN236","v":{"$error":"#N/A"}}]
[null,null,{"$f":"D16*D16","v":0},null,null,null,null,null,null,{"$f":"SQRT(J235*J235*J235+J236*J236)","v":1507366.263584252},null,null,null,null,null,null,null,{"$f":"S16*S16","v":0},null,null,null,null,null,null,{"$f":"SQRT(Y235*Y235*Y235+Y236*Y236)","v":{"$error":"#N/A"}},null,null,null,null,null,null,null,{"$f":"AH16*AH16","v":0},null,null,null,null,null,null,{"$f":"SQRT(AN235*AN235*AN235+AN236*AN236)","v":{"$error":"#N/A"}}]
[null,null,{"$f":"C237+C238","v":0},null,null,null,null,null,null,{"$f":"SQRT(-J235)","v":19.28555184614126},null,null,null,null,null,null,null,{"$f":"R237+R238","v":0},null,null,null,null,null,null,{"$f":"SQRT(-Y235)","v":{"$error":"#N/A"}},null,null,null,null,null,null,null,{"$f":"AG237+AG238","v":0},null,null,null,null,null,null,{"$f":"SQRT(-AN235)","v":{"$error":"#N/A"}}]
[null,null,{"$f":"SQRT(C239)","v":0},null,null,null,null,null,null,{"$f":"SQRT(-J235*-J235*-J235)","v":7172.9237050672155},null,null,null,null,null,null,null,{"$f":"SQRT(R239)","v":0},null,null,null,null,null,null,{"$f":"SQRT(-Y235*-Y235*-Y235)","v":{"$error":"#N/A"}},null,null,null,null,null,null,null,{"$f":"SQRT(AG239)","v":0},null,null,null,null,null,null,{"$f":"SQRT(-AN235*-AN235*-AN235)","v":{"$error":"#N/A"}}]
[null,null,{"$f":"E10-E9*ABS(D16)/2","v":285},null,null,null,null,null,null,null,null,null,null,{"$f":"2*J239*COS(1/3*J243)-J233/3","v":{"$error":"#NUM!"}},null,null,null,{"$f":"T10-T9*ABS(S16)/2","v":{"$error":"#N/A"}},null,null,null,null,null,null,null,null,null,null,{"$f":"2*Y239*COS(1/3*Y243)-Y233/3","v":{"$error":"#N/A"}},null,null,null,{"$f":"AI10-AI9*ABS(AH16)/2","v":{"$error":"#N/A"}},null,null,null,null,null,null,null,null,null,null,{"$f":"2*AN239*COS(1/3*AN243)-AN233/3","v":{"$error":"#N/A"}}]
[null,null,{"$f":"POWER(C241,2)","v":81225},null,null,null,null,null,null,{"$f":"J236/J240","v":210.14908173220866},null,null,null,null,null,null,null,{"$f":"POWER(R241,2)","v":{"$error":"#N/A"}},null,null,null,null,null,null,{"$f":"Y236/Y240","v":{"$error":"#DIV/0!"}},null,null,null,null,null,null,null,{"$f":"POWER(AG241,2)","v":{"$error":"#N/A"}},null,null,null,null,null,null,{"$f":"AN236/AN240","v":{"$error":"#DIV/0!"}}]
[null,null,{"$f":"C239*E9*E9/2","v":0},null,null,null,null,null,null,{"$f":"ACOS(J242)","v":{"$error":"#NUM!"}},null,null,null,null,null,null,null,{"$f":"R239*T9*T9/2","v":{"$error":"#N/A"}},null,null,null,null,null,null,{"$f":"ACOS(Y242)","v":{"$error":"#DIV/0!"}},null,null,null,null,null,null,null,{"$f":"AG239*AI9*AI9/2","v":{"$error":"#N/A"}},null,null,null,null,null,null,{"$f":"ACOS(AN242)","v":{"$error":"#DIV/0!"}}]
[null,null,{"$f":"C242-C243","v":81225},null,null,null,null,"t = 50ºC",null,null,null,null,null,null,null,null,null,{"$f":"R242-R243","v":{"$error":"#N/A"}},null,null,null,null,"t = 50 ºC",null,null,null,null,null,null,null,null,null,{"$f":"AG242-AG243","v":{"$error":"#N/A"}},null,null,null,null,"t = 50 ºC"]
[null,null,{"$f":"SQRT(C244)","v":285},null,null,null,null,null,null,null,"t =",50,null,null,null,null,null,{"$f":"SQRT(R244)","v":{"$error":"#N/A"}},null,null,null,null,null,null,null,"t =",50,null,null,null,null,null,{"$f":"SQRT(AG244)","v":{"$error":"#N/A"}},null,null,null,null,null,null,null,"t =",50]
[null,null,{"$f":"C241+C245","v":570},null,null,null,null,null,null,{"$f":"M6*(L245-M37)*M3*M5-M36+M32*M32/24*M38*M38/M36/M36*M3*M5","v":-54.442535538423755},null,null,null,{"$f":"POWER(J249+J251,1/3)","v":144.42278772984858},null,null,null,{"$f":"R241+R245","v":{"$error":"#N/A"}},null,null,null,null,null,null,{"$f":"AB6*(AA245-AB37)*AB3*AB5-AB36+AB32*AB32/24*AB38*AB38/AB36/AB36*AB3*AB5","v":{"$error":"#N/A"}},null,null,null,{"$f":"POWER(Y249+Y251,1/3)","v":{"$error":"#DIV/0!"}},null,null,null,{"$f":"AG241+AG245","v":{"$error":"#N/A"}},null,null,null,null,null,null,{"$f":"AQ6*(AP245-AQ37)*AQ3*AQ5-AQ36+AQ32*AQ32/24*AQ38*AQ38/AQ36/AQ36*AQ3*AQ5","v":{"$error":"#N/A"}},null,null,null,{"$f":"POWER(AN249+AN251,1/3)","v":{"$error":"#DIV/0!"}}]
[null,"vão 6",null,null,null,null,null,null,null,{"$f":"M32*M32*M7*M7/24*M3*M5","v":3000420.8125},null,null,null,{"$f":"POWER(J249-J251,1/3)","v":2.2803339513288297},null,null,null,"vão 6",null,null,null,null,null,null,{"$f":"AB32*AB32*AB7*AB7/24*AB3*AB5","v":{"$error":"#DIV/0!"}},null,null,null,{"$f":"POWER(Y249-Y251,1/3)","v":{"$error":"#DIV/0!"}},null,null,null,null,null,null,null,null,null,null,{"$f":"AQ32*AQ32*AQ7*AQ7/24*AQ3*AQ5","v":{"$error":"#DIV/0!"}},null,null,null,{"$f":"POWER(AN249-AN251,1/3)","v":{"$error":"#DIV/0!"}}]
[null,null,{"$f":"C17*C17","v":0},null,null,null,null,null,null,{"$f":"-J246*J246/9","v":-329.33218620583705},null,null,null,{"$f":"N246+N247-J246/3","v":164.85063352731865},null,null,null,{"$f":"R17*R17","v":0},null,null,null,null,null,null,{"$f":"-Y246*Y246/9","v":{"$error":"#N/A"}},null,null,null,{"$f":"AC246+AC247-Y246/3","v":{"$error":"#DIV/0!"}},null,null,null,{"$f":"AG17*AG17","v":0},null,null,null,null,null,null,{"$f":"-AN246*AN246/9","v":{"$error":"#N/A"}},null,null,null,{"$f":"AR246+AR247-AN246/3","v":{"$error":"#DIV/0!"}}]
[null,null,{"$f":"D17*D17","v":0},null,null,null,null,null,null,{"$f":"J247/2-J246*J246*J246/27","v":1506186.9660004859},null,null,null,null,null,null,null,{"$f":"S17*S17","v":0},null,null,null,null,null,null,{"$f":"Y247/2-Y246*Y246*Y246/27","v":{"$error":"#DIV/0!"}},null,null,null,null,null,null,null,{"$f":"AH17*AH17","v":0},null,null,null,null,null,null,{"$f":"AN247/2-AN246*AN246*AN246/27","v":{"$error":"#DIV/0!"}}]
[null,null,{"$f":"C248+C249","v":0},null,null,null,null,null,null,{"$f":"J248*J248*J248+J249*J249","v":2268563457283.2979},null,null,null,null,null,null,null,{"$f":"R248+R249","v":0},null,null,null,null,null,null,{"$f":"Y248*Y248*Y248+Y249*Y249","v":{"$error":"#N/A"}},null,null,null,null,null,null,null,{"$f":"AG248+AG249","v":0},null,null,null,null,null,null,{"$f":"AN248*AN248*AN248+AN249*AN249","v":{"$error":"#N/A"}}]
[null,null,{"$f":"SQRT(C250)","v":0},null,null,null,null,null,null,{"$f":"SQRT(J248*J248*J248+J249*J249)","v":1506175.1084396853},null,null,null,null,null,null,null,{"$f":"SQRT(R250)","v":0},null,null,null,null,null,null,{"$f":"SQRT(Y248*Y248*Y248+Y249*Y249)","v":{"$error":"#N/A"}},null,null,null,null,null,null,null,{"$f":"SQRT(AG250)","v":0},null,null,null,null,null,null,{"$f":"SQRT(AN248*AN248*AN248+AN249*AN249)","v":{"$error":"#N/A"}}]
[null,null,{"$f":"E10-E9/2*ABS(D17)","v":285},null,null,null,null,null,null,{"$f":"SQRT(-J248)","v":18.147511846141253},null,null,null,null,null,null,null,{"$f":"T10-T9/2*ABS(S17)","v":{"$error":"#N/A"}},null,null,null,null,null,null,{"$f":"SQRT(-Y248)","v":{"$error":"#N/A"}},null,null,null,null,null,null,null,{"$f":"AI10-AI9/2*ABS(AH17)","v":{"$error":"#N/A"}},null,null,null,null,null,null,{"$f":"SQRT(-AN248)","v":{"$error":"#N/A"}}]
[null,null,{"$f":"POWER(C252,2)","v":81225},null,null,null,null,null,null,{"$f":"SQRT(-J248*-J248*-J248)","v":5976.5597504860243},null,null,null,null,null,null,null,{"$f":"POWER(R252,2)","v":{"$error":"#N/A"}},null,null,null,null,null,null,{"$f":"SQRT(-Y248*-Y248*-Y248)","v":{"$error":"#N/A"}},null,null,null,null,null,null,null,{"$f":"POWER(AG252,2)","v":{"$error":"#N/A"}},null,null,null,null,null,null,{"$f":"SQRT(-AN248*-AN248*-AN248)","v":{"$error":"#N/A"}}]
[null,null,{"$f":"C250*E9*E9/2","v":0},null,null,null,null,null,null,null,null,null,null,{"$f":"2*J252*COS(1/3*J256)-J246/3","v":{"$error":"#NUM!"}},null,null,null,{"$f":"R250*T9*T9/2","v":{"$error":"#N/A"}},null,null,null,null,null,null,null,null,null,null,{"$f":"2*Y252*COS(1/3*Y256)-Y246/3","v":{"$error":"#N/A"}},null,null,null,{"$f":"AG250*AI9*AI9/2","v":{"$error":"#N/A"}},null,null,null,null,null,null,null,null,null,null,{"$f":"2*AN252*COS(1/3*AN256)-AN246/3","v":{"$error":"#N/A"}}]
[null,null,{"$f":"C253-C254","v":81225},null,null,null,null,null,null,{"$f":"J249/J253","v":252.0157128652483},null,null,null,null,null,null,null,{"$f":"R253-R254","v":{"$error":"#N/A"}},null,null,null,null,null,null,{"$f":"Y249/Y253","v":{"$error":"#DIV/0!"}},null,null,null,null,null,null,null,{"$f":"AG253-AG254","v":{"$error":"#N/A"}},null,null,null,null,null,null,{"$f":"AN249/AN253","v":{"$error":"#DIV/0!"}}]
[null,null,{"$f":"SQRT(C255)","v":285},null,null,null,null,null,null,{"$f":"ACOS(J255)","v":{"$error":"#NUM!"}},null,null,null,null,null,null,null,{"$f":"SQRT(R255)","v":{"$error":"#N/A"}},null,null,null,null,null,null,{"$f":"ACOS(Y255)","v":{"$error":"#DIV/0!"}},null,null,null,null,null,null,null,{"$f":"SQRT(AG255)","v":{"$error":"#N/A"}},null,null,null,null,null,null,{"$f":"ACOS(AN255)","v":{"$error":"#DIV/0!"}}]
[null,null,{"$f":"C252+C256","v":570},null,null,null,null,null,null,null,null,null,null,null,null,null,null,{"$f":"R252+R256","v":{"$error":"#N/A"}},null,null,null,null,null,null,null,null,null,null,null,null,null,null,{"$f":"AG252+AG256","v":{"$error":"#N/A"}}]
[null,"vão 7",null,null,null,null,null,null,null,null,null,null,null,null,null,null,null,"vão 7"]
[null,null,{"$f":"C18*C18","v":0},null,null,null,null,null,null,null,null,null,null,null,null,null,null,{"$f":"R18*R18","v":0},null,null,null,null,null,null,null,null,null,null,null,null,null,null,{"$f":"AG18*AG18","v":0}]
[null,null,{"$f":"D18*D18","v":0},null,null,null,null,null,null,null,null,null,null,null,null,null,null,{"$f":"S18*S18","v":0},null,null,null,null,null,null,null,null,null,null,null,null,null,null,{"$f":"AH18*AH18","v":0}]
[null,null,{"$f":"C259+C260","v":0},null,null,null,null,null,null,null,null,null,null,null,null,null,null,{"$f":"R259+R260","v":0},null,null,null,null,null,null,null,null,null,null,null,null,null,null,{"$f":"AG259+AG260","v":0}]
[null,null,{"$f":"SQRT(C261)","v":0},null,null,null,null,null,null,null,null,null,null,null,null,null,null,{"$f":"SQRT(R261)","v":0},null,null,null,null,null,null,null,null,null,null,null,null,null,null,{"$f":"SQRT(AG261)","v":0}]
[null,null,{"$f":"E10-E9/2*ABS(D18)","v":285},null,null,null,null,null,null,null,null,null,null,null,null,null,null,{"$f":"T10-T9/2*ABS(S18)","v":{"$error":"#N/A"}},null,null,null,null,null,null,null,null,null,null,null,null,null,null,{"$f":"AI10-AI9/2*ABS(AH18)","v":{"$error":"#N/A"}}]
[null,null,{"$f":"POWER(C263,2)","v":81225},null,null,null,null,null,null,null,null,null,null,null,null,null,null,{"$f":"POWER(R263,2)","v":{"$error":"#N/A"}},null,null,null,null,null,null,null,null,null,null,null,null,null,null,{"$f":"POWER(AG263,2)","v":{"$error":"#N/A"}}]
[null,null,{"$f":"C261*E9*E9/2","v":0},null,null,null,null,null,null,null,null,null,null,null,null,null,null,{"$f":"R261*T9*T9/2","v":{"$error":"#N/A"}},null,null,null,null,null,null,null,null,null,null,null,null,null,null,{"$f":"AG261*AI9*AI9/2","v":{"$error":"#N/A"}}]
[null,null,{"$f":"C264-C265","v":81225},null,null,null,null,null,null,null,null,null,null,null,null,null,null,{"$f":"R264-R265","v":{"$error":"#N/A"}},null,null,null,null,null,null,null,null,null,null,null,null,null,null,{"$f":"AG264-AG265","v":{"$error":"#N/A"}}]
[null,null,{"$f":"SQRT(C266)","v":285},null,null,null,null,null,null,null,null,null,null,null,null,null,null,{"$f":"SQRT(R266)","v":{"$error":"#N/A"}},null,null,null,null,null,null,null,null,null,null,null,null,null,null,{"$f":"SQRT(AG266)","v":{"$error":"#N/A"}}]
[null,null,{"$f":"C263+C267","v":570},null,null,null,null,null,null,null,null,null,null,null,null,null,null,{"$f":"R263+R267","v":{"$error":"#N/A"}},null,null,null,null,null,null,null,null,null,null,null,null,null,null,{"$f":"AG263+AG267","v":{"$error":"#N/A"}}]
[null,"vão 8",null,null,null,null,null,null,null,null,null,null,null,null,null,null,null,"vão 8"]
[null,null,{"$f":"C19*C19","v":0},null,null,null,null,null,null,null,null,null,null,null,null,null,null,{"$f":"R19*R19","v":0},null,null,null,null,null,null,null,null,null,null,null,null,null,null,{"$f":"AG19*AG19","v":0}]
[null,null,{"$f":"D19*D19","v":0},null,null,null,null,null,null,null,null,null,null,null,null,null,null,{"$f":"S19*S19","v":0},null,null,null,null,null,null,null,null,null,null,null,null,null,null,{"$f":"AH19*AH19","v":0}]
[null,null,{"$f":"C270+C271","v":0},null,null,null,null,null,null,null,null,null,null,null,null,null,null,{"$f":"R270+R271","v":0},null,null,null,null,null,null,null,null,null,null,null,null,null,null,{"$f":"AG270+AG271","v":0}]
[null,null,{"$f":"SQRT(C272)","v":0},null,null,null,null,null,null,null,null,null,null,null,null,null,null,{"$f":"SQRT(R272)","v":0},null,null,null,null,null,null,null,null,null,null,null,null,null,null,{"$f":"SQRT(AG272)","v":0}]
[null,null,{"$f":"E10-E9/2*ABS(D19)","v":285},null,null,null,null,null,null,null,null,null,null,null,null,null,null,{"$f":"T10-T9/2*ABS(S19)","v":{"$error":"#N/A"}},null,null,null,null,null,null,null,null,null,null,null,null,null,null,{"$f":"AI10-AI9/2*ABS(AH19)","v":{"$error":"#N/A"}}]
[null,null,{"$f":"POWER(C274,2)","v":81225},null,null,null,null,null,null,null,null,null,null,null,null,null,null,{"$f":"POWER(R274,2)","v":{"$error":"#N/A"}},null,null,null,null,null,null,null,null,null,null,null,null,null,null,{"$f":"POWER(AG274,2)","v":{"$error":"#N/A"}}]
[null,null,{"$f":"C272*E9*E9/2","v":0},null,null,null,null,null,null,null,null,null,null,null,null,null,null,{"$f":"R272*T9*T9/2","v":{"$error":"#N/A"}},null,null,null,null,null,null,null,null,null,null,null,null,null,null,{"$f":"AG272*AI9*AI9/2","v":{"$error":"#N/A"}}]
[null,null,{"$f":"C275-C276","v":81225},null,null,null,null,null,null,null,null,null,null,null,null,null,null,{"$f":"R275-R276","v":{"$error":"#N/A"}},null,null,null,null,null,null,null,null,null,null,null,null,null,null,{"$f":"AG275-AG276","v":{"$error":"#N/A"}}]
[null,null,{"$f":"SQRT(C277)","v":285},null,null,null,null,null,null,null,null,null,null,null,null,null,null,{"$f":"SQRT(R277)","v":{"$error":"#N/A"}},null,null,null,null,null,null,null,null,null,null,null,null,null,null,{"$f":"SQRT(AG277)","v":{"$error":"#N/A"}}]
[null,null,{"$f":"C274+C278","v":570},null,null,null,null,null,null,null,null,null,null,null,null,null,null,{"$f":"R274+R278","v":{"$error":"#N/A"}},null,null,null,null,null,null,null,null,null,null,null,null,null,null,{"$f":"AG274+AG278","v":{"$error":"#N/A"}}]
[null,"vão 9",null,null,null,null,null,null,null,null,null,null,null,null,null,null,null,"vão 9",null,null,null,null,null,null,null,null,null,null,null,null,null,null,"VANO 9"]
[null,null,{"$f":"C20*C20","v":0},null,null,null,null,null,null,null,null,null,null,null,null,null,null,{"$f":"R20*R20","v":0},null,null,null,null,null,null,null,null,null,null,null,null,null,null,{"$f":"AG20*AG20","v":0}]
[null,null,{"$f":"D20*D20","v":0},null,null,null,null,null,null,null,null,null,null,null,null,null,null,{"$f":"S20*S20","v":0},null,null,null,null,null,null,null,null,null,null,null,null,null,null,{"$f":"AH20*AH20","v":0}]
[null,null,{"$f":"C281+C282","v":0},null,null,null,null,null,null,null,null,null,null,null,null,null,null,{"$f":"R281+R282","v":0},null,null,null,null,null,null,null,null,null,null,null,null,null,null,{"$f":"AG281+AG282","v":0}]
[null,null,{"$f":"SQRT(C283)","v":0},null,null,null,null,null,null,null,null,null,null,null,null,null,null,{"$f":"SQRT(R283)","v":0},null,null,null,null,null,null,null,null,null,null,null,null,null,null,{"$f":"SQRT(AG283)","v":0}]
[null,null,{"$f":"E10-E9/2*ABS(D20)","v":285},null,null,null,null,null,null,null,null,null,null,null,null,null,null,{"$f":"T10-T9/2*ABS(S20)","v":{"$error":"#N/A"}},null,null,null,null,null,null,null,null,null,null,null,null,null,null,{"$f":"AI10-AI9/2*ABS(AH20)","v":{"$error":"#N/A"}}]
[null,null,{"$f":"POWER(C285,2)","v":81225},null,null,null,null,null,null,null,null,null,null,null,null,null,null,{"$f":"POWER(R285,2)","v":{"$error":"#N/A"}},null,null,null,null,null,null,null,null,null,null,null,null,null,null,{"$f":"POWER(AG285,2)","v":{"$error":"#N/A"}}]
[null,null,{"$f":"C283*E9*E9/2","v":0},null,null,null,null,null,null,null,null,null,null,null,null,null,null,{"$f":"R283*T9*T9/2","v":{"$error":"#N/A"}},null,null,null,null,null,null,null,null,null,null,null,null,null,null,{"$f":"AG283*AI9*AI9/2","v":{"$error":"#N/A"}}]
[null,null,{"$f":"C286-C287","v":81225},null,null,null,null,null,null,null,null,null,null,null,null,null,null,{"$f":"R286-R287","v":{"$error":"#N/A"}},null,null,null,null,null,null,null,null,null,null,null,null,null,null,{"$f":"AG286-AG287","v":{"$error":"#N/A"}}]
[null,null,{"$f":"SQRT(C288)","v":285},null,null,null,null,null,null,null,null,null,null,null,null,null,null,{"$f":"SQRT(R288)","v":{"$error":"#N/A"}},null,null,null,null,null,null,null,null,null,null,null,null,null,null,{"$f":"SQRT(AG288)","v":{"$error":"#N/A"}}]
[null,null,{"$f":"C285+C289","v":570},null,null,null,null,null,null,null,null,null,null,null,null,null,null,{"$f":"R285+R289","v":{"$error":"#N/A"}},null,null,null,null,null,null,null,null,null,null,null,null,null,null,{"$f":"AG285+AG289","v":{"$error":"#N/A"}}]
[null,"vão 10",null,null,null,null,null,null,null,null,null,null,null,null,null,null,null,"vão 10"]
[null,null,{"$f":"C21*C21","v":0},null,null,null,null,null,null,null,null,null,null,null,null,null,null,{"$f":"R21*R21","v":0},null,null,null,null,null,null,null,null,null,null,null,null,null,null,{"$f":"AG21*AG21","v":0}]
[null,null,{"$f":"D21*D21","v":0},null,null,null,null,null,null,null,null,null,null,null,null,null,null,{"$f":"S21*S21","v":0},null,null,null,null,null,null,null,null,null,null,null,null,null,null,{"$f":"AH21*AH21","v":0}]
[null,null,{"$f":"C292+C293","v":0},null,null,null,null,null,null,null,null,null,null,null,null,null,null,{"$f":"R292+R293","v":0},null,null,null,null,null,null,null,null,null,null,null,null,null,null,{"$f":"AG292+AG293","v":0}]
[null,null,{"$f":"SQRT(C294)","v":0},null,null,null,null,null,null,null,null,null,null,null,null,null,null,{"$f":"SQRT(R294)","v":0},null,null,null,null,null,null,null,null,null,null,null,null,null,null,{"$f":"SQRT(AG294)","v":0}]
[null,null,{"$f":"E10-E9/2*ABS(D21)","v":285},null,null,null,null,null,null,null,null,null,null,null,null,null,null,{"$f":"T10-T9/2*ABS(S21)","v":{"$error":"#N/A"}},null,null,null,null,null,null,null,null,null,null,null,null,null,null,{"$f":"AI10-AI9/2*ABS(AH21)","v":{"$error":"#N/A"}}]
[null,null,{"$f":"POWER(C296,2)","v":81225},null,null,null,null,null,null,null,null,null,null,null,null,null,null,{"$f":"POWER(R296,2)","v":{"$error":"#N/A"}},null,null,null,null,null,null,null,null,null,null,null,null,null,null,{"$f":"POWER(AG296,2)","v":{"$error":"#N/A"}}]
[null,null,{"$f":"C294*E9*E9/2","v":0},null,null,null,null,null,null,null,null,null,null,null,null,null,null,{"$f":"R294*T9*T9/2","v":{"$error":"#N/A"}},null,null,null,null,null,null,null,null,null,null,null,null,null,null,{"$f":"AG294*AI9*AI9/2","v":{"$error":"#N/A"}}]
[null,null,{"$f":"C297-C298","v":81225},null,null,null,null,null,null,null,null,null,null,null,null,null,null,{"$f":"R297-R298","v":{"$error":"#N/A"}},null,null,null,null,null,null,null,null,null,null,null,null,null,null,{"$f":"AG297-AG298","v":{"$error":"#N/A"}}]
[null,null,{"$f":"SQRT(C299)","v":285},null,null,null,null,null,null,null,null,null,null,null,null,null,null,{"$f":"SQRT(R299)","v":{"$error":"#N/A"}},null,null,null,null,null,null,null,null,null,null,null,null,null,null,{"$f":"SQRT(AG299)","v":{"$error":"#N/A"}}]
[null,null,{"$f":"C296+C300","v":570},null,null,null,null,null,null,null,null,null,null,null,null,null,null,{"$f":"R296+R300","v":{"$error":"#N/A"}},null,null,null,null,null,null,null,null,null,null,null,null,null,null,{"$f":"AG296+AG300","v":{"$error":"#N/A"}}]
[null,"vão 11",null,null,null,null,null,null,null,null,null,null,null,null,null,null,null,"vão 11"]
[null,null,{"$f":"C22*C22","v":0},null,null,null,null,null,null,null,null,null,null,null,null,null,null,{"$f":"R22*R22","v":0},null,null,null,null,null,null,null,null,null,null,null,null,null,null,{"$f":"AG22*AG22","v":0}]
[null,null,{"$f":"D22*D22","v":0},null,null,null,null,null,null,null,null,null,null,null,null,null,null,{"$f":"S22*S22","v":0},null,null,null,null,null,null,null,null,null,null,null,null,null,null,{"$f":"AH22*AH22","v":0}]
[null,null,{"$f":"C303+C304","v":0},null,null,null,null,null,null,null,null,null,null,null,null,null,null,{"$f":"R303+R304","v":0},null,null,null,null,null,null,null,null,null,null,null,null,null,null,{"$f":"AG303+AG304","v":0}]
[null,null,{"$f":"SQRT(C305)","v":0},null,null,null,null,null,null,null,null,null,null,null,null,null,null,{"$f":"SQRT(R305)","v":0},null,null,null,null,null,null,null,null,null,null,null,null,null,null,{"$f":"SQRT(AG305)","v":0}]
[null,null,{"$f":"E10-E9/2*ABS(D22)","v":285},null,null,null,null,null,null,null,null,null,null,null,null,null,null,{"$f":"T10-T9/2*ABS(S22)","v":{"$error":"#N/A"}},null,null,null,null,null,null,null,null,null,null,null,null,null,null,{"$f":"AI10-AI9/2*ABS(AH22)","v":{"$error":"#N/A"}}]
[null,null,{"$f":"POWER(C307,2)","v":81225},null,null,null,null,null,null,null,null,null,null,null,null,null,null,{"$f":"POWER(R307,2)","v":{"$error":"#N/A"}},null,null,null,null,null,null,null,null,null,null,null,null,null,null,{"$f":"POWER(AG307,2)","v":{"$error":"#N/A"}}]
[null,null,{"$f":"C305*E9*E9/2","v":0},null,null,null,null,null,null,null,null,null,null,null,null,null,null,{"$f":"R305*T9*T9/2","v":{"$error":"#N/A"}},null,null,null,null,null,null,null,null,null,null,null,null,null,null,{"$f":"AG305*AI9*AI9/2","v":{"$error":"#N/A"}}]
[null,null,{"$f":"C308-C309","v":81225},null,null,null,null,null,null,null,null,null,null,null,null,null,null,{"$f":"R308-R309","v":{"$error":"#N/A"}},null,null,null,null,null,null,null,null,null,null,null,null,null,null,{"$f":"AG308-AG309","v":{"$error":"#N/A"}}]
[null,null,{"$f":"SQRT(C310)","v":285},null,null,null,null,null,null,null,null,null,null,null,null,null,null,{"$f":"SQRT(R310)","v":{"$error":"#N/A"}},null,null,null,null,null,null,null,null,null,null,null,null,null,null,{"$f":"SQRT(AG310)","v":{"$error":"#N/A"}}]
[null,null,{"$f":"C307+C311","v":570},null,null,null,null,null,null,null,null,null,null,null,null,null,null,{"$f":"R307+R311","v":{"$error":"#N/A"}},null,null,null,null,null,null,null,null,null,null,null,null,null,null,{"$f":"AG307+AG311","v":{"$error":"#N/A"}}]
[null,"vão 12",null,null,null,null,null,null,null,null,null,null,null,null,null,null,null,"vão 12"]
[null,null,{"$f":"C23*C23","v":0},null,null,null,null,null,null,null,null,null,null,null,null,null,null,{"$f":"R23*R23","v":0},null,null,null,null,null,null,null,null,null,null,null,null,null,null,{"$f":"AG23*AG23","v":0}]
[null,null,{"$f":"D23*D23","v":0},null,null,null,null,null,null,null,null,null,null,null,null,null,null,{"$f":"S23*S23","v":0},null,null,null,null,null,null,null,null,null,null,null,null,null,null,{"$f":"AH23*AH23","v":0}]
[null,null,{"$f":"C314+C315","v":0},null,null,null,null,null,null,null,null,null,null,null,null,null,null,{"$f":"R314+R315","v":0},null,null,null,null,null,null,null,null,null,null,null,null,null,null,{"$f":"AG314+AG315","v":0}]
[null,null,{"$f":"SQRT(C316)","v":0},null,null,null,null,null,null,null,null,null,null,null,null,null,null,{"$f":"SQRT(R316)","v":0},null,null,null,null,null,null,null,null,null,null,null,null,null,null,{"$f":"SQRT(AG316)","v":0}]
[null,null,{"$f":"E10-E9/2*ABS(D23)","v":285},null,null,null,null,null,null,null,null,null,null,null,null,null,null,{"$f":"T10-T9/2*ABS(S23)","v":{"$error":"#N/A"}},null,null,null,null,null,null,null,null,null,null,null,null,null,null,{"$f":"AI10-AI9/2*ABS(AH23)","v":{"$error":"#N/A"}}]
[null,null,{"$f":"POWER(C318,2)","v":81225},null,null,null,null,null,null,null,null,null,null,null,null,null,null,{"$f":"POWER(R318,2)","v":{"$error":"#N/A"}},null,null,null,null,null,null,null,null,null,null,null,null,null,null,{"$f":"POWER(AG318,2)","v":{"$error":"#N/A"}}]
[null,null,{"$f":"C316*E9*E9/2","v":0},null,null,null,null,null,null,null,null,null,null,null,null,null,null,{"$f":"R316*T9*T9/2","v":{"$error":"#N/A"}},null,null,null,null,null,null,null,null,null,null,null,null,null,null,{"$f":"AG316*AI9*AI9/2","v":{"$error":"#N/A"}}]
[null,null,{"$f":"C319-C320","v":81225},null,null,null,null,null,null,null,null,null,null,null,null,null,null,{"$f":"R319-R320","v":{"$error":"#N/A"}},null,null,null,null,null,null,null,null,null,null,null,null,null,null,{"$f":"AG319-AG320","v":{"$error":"#N/A"}}]
[null,null,{"$f":"SQRT(C321)","v":285},null,null,null,null,null,null,null,null,null,null,null,null,null,null,{"$f":"SQRT(R321)","v":{"$error":"#N/A"}},null,null,null,null,null,null,null,null,null,null,null,null,null,null,{"$f":"SQRT(AG321)","v":{"$error":"#N/A"}}]
[null,null,{"$f":"C318+C322","v":570},null,null,null,null,null,null,null,null,null,null,null,null,null,null,{"$f":"R318+R322","v":{"$error":"#N/A"}},null,null,null,null,null,null,null,null,null,null,null,null,null,null,{"$f":"AG318+AG322","v":{"$error":"#N/A"}}]
[null,"vão 13",null,null,null,null,null,null,null,null,null,null,null,null,null,null,null,"vão 13"]
[null,null,{"$f":"C24*C24","v":0},null,null,null,null,null,null,null,null,null,null,null,null,null,null,{"$f":"R24*R24","v":0},null,null,null,null,null,null,null,null,null,null,null,null,null,null,{"$f":"AG24*AG24","v":0}]
[null,null,{"$f":"D24*D24","v":0},null,null,null,null,null,null,null,null,null,null,null,null,null,null,{"$f":"S24*S24","v":0},null,null,null,null,null,null,null,null,null,null,null,null,null,null,{"$f":"AH24*AH24","v":0}]
[null,null,{"$f":"C325+C326","v":0},null,null,null,null,null,null,null,null,null,null,null,null,null,null,{"$f":"R325+R326","v":0},null,null,null,null,null,null,null,null,null,null,null,null,null,null,{"$f":"AG325+AG326","v":0}]
[null,null,{"$f":"SQRT(C327)","v":0},null,null,null,null,null,null,null,null,null,null,null,null,null,null,{"$f":"SQRT(R327)","v":0},null,null,null,null,null,null,null,null,null,null,null,null,null,null,{"$f":"SQRT(AG327)","v":0}]
[null,null,{"$f":"E10-E9/2*ABS(D24)","v":285},null,null,null,null,null,null,null,null,null,null,null,null,null,null,{"$f":"T10-T9/2*ABS(S24)","v":{"$error":"#N/A"}},null,null,null,null,null,null,null,null,null,null,null,null,null,null,{"$f":"AI10-AI9/2*ABS(AH24)","v":{"$error":"#N/A"}}]
[null,null,{"$f":"POWER(C329,2)","v":81225},null,null,null,null,null,null,null,null,null,null,null,null,null,null,{"$f":"POWER(R329,2)","v":{"$error":"#N/A"}},null,null,null,null,null,null,null,null,null,null,null,null,null,null,{"$f":"POWER(AG329,2)","v":{"$error":"#N/A"}}]
[null,null,{"$f":"C327*E9*E9/2","v":0},null,null,null,null,null,null,null,null,null,null,null,null,null,null,{"$f":"R327*T9*T9/2","v":{"$error":"#N/A"}},null,null,null,null,null,null,null,null,null,null,null,null,null,null,{"$f":"AG327*AI9*AI9/2","v":{"$error":"#N/A"}}]
[null,null,{"$f":"C330-C331","v":81225},null,null,null,null,null,null,null,null,null,null,null,null,null,null,{"$f":"R330-R331","v":{"$error":"#N/A"}},null,null,null,null,null,null,null,null,null,null,null,null,null,null,{"$f":"AG330-AG331","v":{"$error":"#N/A"}}]
[null,null,{"$f":"SQRT(C332)","v":285},null,null,null,null,null,null,null,null,null,null,null,null,null,null,{"$f":"SQRT(R332)","v":{"$error":"#N/A"}},null,null,null,null,null,null,null,null,null,null,null,null,null,null,{"$f":"SQRT(AG332)","v":{"$error":"#N/A"}}]
[null,null,{"$f":"C329+C333","v":570},null,null,null,null,null,null,null,null,null,null,null,null,null,null,{"$f":"R329+R333","v":{"$error":"#N/A"}},null,null,null,null,null,null,null,null,null,null,null,null,null,null,{"$f":"AG329+AG333","v":{"$error":"#N/A"}}]
[null,"vão 14",null,null,null,null,null,null,null,null,null,null,null,null,null,null,null,"vão 14"]
[null,null,{"$f":"C25*C25","v":0},null,null,null,null,null,null,null,null,null,null,null,null,null,null,{"$f":"R25*R25","v":0},null,null,null,null,null,null,null,null,null,null,null,null,null,null,{"$f":"AG25*AG25","v":0}]
[null,null,{"$f":"D25*D25","v":0},null,null,null,null,null,null,null,null,null,null,null,null,null,null,{"$f":"S25*S25","v":0},null,null,null,null,null,null,null,null,null,null,null,null,null,null,{"$f":"AH25*AH25","v":0}]
[null,null,{"$f":"C336+C337","v":0},null,null,null,null,null,null,null,null,null,null,null,null,null,null,{"$f":"R336+R337","v":0},null,null,null,null,null,null,null,null,null,null,null,null,null,null,{"$f":"AG336+AG337","v":0}]
[null,null,{"$f":"SQRT(C338)","v":0},null,null,null,null,null,null,null,null,null,null,null,null,null,null,{"$f":"SQRT(R338)","v":0},null,null,null,null,null,null,null,null,null,null,null,null,null,null,{"$f":"SQRT(AG338)","v":0}]
[null,null,{"$f":"E10-E9/2*ABS(D25)","v":285},null,null,null,null,null,null,null,null,null,null,null,null,null,null,{"$f":"T10-T9/2*ABS(S25)","v":{"$error":"#N/A"}},null,null,null,null,null,null,null,null,null,null,null,null,null,null,{"$f":"AI10-AI9/2*ABS(AH25)","v":{"$error":"#N/A"}}]
[null,null,{"$f":"POWER(C340,2)","v":81225},null,null,null,null,null,null,null,null,null,null,null,null,null,null,{"$f":"POWER(R340,2)","v":{"$error":"#N/A"}},null,null,null,null,null,null,null,null,null,null,null,null,null,null,{"$f":"POWER(AG340,2)","v":{"$error":"#N/A"}}]
[null,null,{"$f":"C338*E9*E9/2","v":0},null,null,null,null,null,null,null,null,null,null,null,null,null,null,{"$f":"R338*T9*T9/2","v":{"$error":"#N/A"}},null,null,null,null,null,null,null,null,null,null,null,null,null,null,{"$f":"AG338*AI9*AI9/2","v":{"$error":"#N/A"}}]
[null,null,{"$f":"C341-C342","v":81225},null,null,null,null,null,null,null,null,null,null,null,null,null,null,{"$f":"R341-R342","v":{"$error":"#N/A"}},null,null,null,null,null,null,null,null,null,null,null,null,null,null,{"$f":"AG341-AG342","v":{"$error":"#N/A"}}]
[null,null,{"$f":"SQRT(C343)","v":285},null,null,null,null,null,null,null,null,null,null,null,null,null,null,{"$f":"SQRT(R343)","v":{"$error":"#N/A"}},null,null,null,null,null,null,null,null,null,null,null,null,null,null,{"$f":"SQRT(AG343)","v":{"$error":"#N/A"}}]
[null,null,{"$f":"C340+C344","v":570},null,null,null,null,null,null,null,null,null,null,null,null,null,null,{"$f":"R340+R344","v":{"$error":"#N/A"}},null,null,null,null,null,null,null,null,null,null,null,null,null,null,{"$f":"AG340+AG344","v":{"$error":"#N/A"}}]
[null,"vão 15",null,null,null,null,null,null,null,null,null,null,null,null,null,null,null,"vão 15"]
[null,null,{"$f":"C26*C26","v":0},null,null,null,null,null,null,null,null,null,null,null,null,null,null,{"$f":"R26*R26","v":0},null,null,null,null,null,null,null,null,null,null,null,null,null,null,{"$f":"AG26*AG26","v":0}]
[null,null,{"$f":"D26*D26","v":0},null,null,null,null,null,null,null,null,null,null,null,null,null,null,{"$f":"S26*S26","v":0},null,null,null,null,null,null,null,null,null,null,null,null,null,null,{"$f":"AH26*AH26","v":0}]
[null,null,{"$f":"C347+C348","v":0},null,null,null,null,null,null,null,null,null,null,null,null,null,null,{"$f":"R347+R348","v":0},null,null,null,null,null,null,null,null,null,null,null,null,null,null,{"$f":"AG347+AG348","v":0}]
[null,null,{"$f":"SQRT(C349)","v":0},null,null,null,null,null,null,null,null,null,null,null,null,null,null,{"$f":"SQRT(R349)","v":0},null,null,null,null,null,null,null,null,null,null,null,null,null,null,{"$f":"SQRT(AG349)","v":0}]
[null,null,{"$f":"E10-E9/2*ABS(D26)","v":285},null,null,null,null,null,null,null,null,null,null,null,null,null,null,{"$f":"T10-T9/2*ABS(S26)","v":{"$error":"#N/A"}},null,null,null,null,null,null,null,null,null,null,null,null,null,null,{"$f":"AI10-AI9/2*ABS(AH26)","v":{"$error":"#N/A"}}]
[null,null,{"$f":"POWER(C351,2)","v":81225},null,null,null,null,null,null,null,null,null,null,null,null,null,null,{"$f":"POWER(R351,2)","v":{"$error":"#N/A"}},null,null,null,null,null,null,null,null,null,null,null,null,null,null,{"$f":"POWER(AG351,2)","v":{"$error":"#N/A"}}]
[null,null,{"$f":"C349*E9*E9/2","v":0},null,null,null,null,null,null,null,null,null,null,null,null,null,null,{"$f":"R349*T9*T9/2","v":{"$error":"#N/A"}},null,null,null,null,null,null,null,null,null,null,null,null,null,null,{"$f":"AG349*AI9*AI9/2","v":{"$error":"#N/A"}}]
[null,null,{"$f":"C352-C353","v":81225},null,null,null,null,null,null,null,null,null,null,null,null,null,null,{"$f":"R352-R353","v":{"$error":"#N/A"}},null,null,null,null,null,null,null,null,null,null,null,null,null,null,{"$f":"AG352-AG353","v":{"$error":"#N/A"}}]
[null,null,{"$f":"SQRT(C354)","v":285},null,null,null,null,null,null,null,null,null,null,null,null,null,null,{"$f":"SQRT(R354)","v":{"$error":"#N/A"}},null,null,null,null,null,null,null,null,null,null,null,null,null,null,{"$f":"SQRT(AG354)","v":{"$error":"#N/A"}}]
[null,null,{"$f":"C351+C355","v":570},null,null,null,null,null,null,null,null,null,null,null,null,null,null,{"$f":"R351+R355","v":{"$error":"#N/A"}},null,null,null,null,null,null,null,null,null,null,null,null,null,null,{"$f":"AG351+AG355","v":{"$error":"#N/A"}}]
[null,"vão 16",null,null,null,null,null,null,null,null,null,null,null,null,null,null,null,"vão 16"]
[null,null,{"$f":"C27*C27","v":0},null,null,null,null,null,null,null,null,null,null,null,null,null,null,{"$f":"R27*R27","v":0},null,null,null,null,null,null,null,null,null,null,null,null,null,null,{"$f":"AG27*AG27","v":0}]
[null,null,{"$f":"D27*D27","v":0},null,null,null,null,null,null,null,null,null,null,null,null,null,null,{"$f":"S27*S27","v":0},null,null,null,null,null,null,null,null,null,null,null,null,null,null,{"$f":"AH27*AH27","v":0}]
[null,null,{"$f":"C358+C359","v":0},null,null,null,null,null,null,null,null,null,null,null,null,null,null,{"$f":"R358+R359","v":0},null,null,null,null,null,null,null,null,null,null,null,null,null,null,{"$f":"AG358+AG359","v":0}]
[null,null,{"$f":"SQRT(C360)","v":0},null,null,null,null,null,null,null,null,null,null,null,null,null,null,{"$f":"SQRT(R360)","v":0},null,null,null,null,null,null,null,null,null,null,null,null,null,null,{"$f":"SQRT(AG360)","v":0}]
[null,null,{"$f":"E10-E9/2*ABS(D27)","v":285},null,null,null,null,null,null,null,null,null,null,null,null,null,null,{"$f":"T10-T9/2*ABS(S27)","v":{"$error":"#N/A"}},null,null,null,null,null,null,null,null,null,null,null,null,null,null,{"$f":"AI10-AI9/2*ABS(AH27)","v":{"$error":"#N/A"}}]
[null,null,{"$f":"POWER(C362,2)","v":81225},null,null,null,null,null,null,null,null,null,null,null,null,null,null,{"$f":"POWER(R362,2)","v":{"$error":"#N/A"}},null,null,null,null,null,null,null,null,null,null,null,null,null,null,{"$f":"POWER(AG362,2)","v":{"$error":"#N/A"}}]
[null,null,{"$f":"C360*E9*E9/2","v":0},null,null,null,null,null,null,null,null,null,null,null,null,null,null,{"$f":"R360*T9*T9/2","v":{"$error":"#N/A"}},null,null,null,null,null,null,null,null,null,null,null,null,null,null,{"$f":"AG360*AI9*AI9/2","v":{"$error":"#N/A"}}]
[null,null,{"$f":"C363-C364","v":81225},null,null,null,null,null,null,null,null,null,null,null,null,null,null,{"$f":"R363-R364","v":{"$error":"#N/A"}},null,null,null,null,null,null,null,null,null,null,null,null,null,null,{"$f":"AG363-AG364","v":{"$error":"#N/A"}}]
[null,null,{"$f":"SQRT(C365)","v":285},null,null,null,null,null,null,null,null,null,null,null,null,null,null,{"$f":"SQRT(R365)","v":{"$error":"#N/A"}},null,null,null,null,null,null,null,null,null,null,null,null,null,null,{"$f":"SQRT(AG365)","v":{"$error":"#N/A"}}]
[null,null,{"$f":"C362+C366","v":570},null,null,null,null,null,null,null,null,null,null,null,null,null,null,{"$f":"R362+R366","v":{"$error":"#N/A"}},null,null,null,null,null,null,null,null,null,null,null,null,null,null,{"$f":"AG362+AG366","v":{"$error":"#N/A"}}]
[null,"vão 17",null,null,null,null,null,null,null,null,null,null,null,null,null,null,null,"vão 17"]
[null,null,{"$f":"C28*C28","v":0},null,null,null,null,null,null,null,null,null,null,null,null,null,null,{"$f":"R28*R28","v":0},null,null,null,null,null,null,null,null,null,null,null,null,null,null,{"$f":"AG28*AG28","v":0}]
[null,null,{"$f":"D28*D28","v":0},null,null,null,null,null,null,null,null,null,null,null,null,null,null,{"$f":"S28*S28","v":0},null,null,null,null,null,null,null,null,null,null,null,null,null,null,{"$f":"AH28*AH28","v":0}]
[null,null,{"$f":"C369+C370","v":0},null,null,null,null,null,null,null,null,null,null,null,null,null,null,{"$f":"R369+R370","v":0},null,null,null,null,null,null,null,null,null,null,null,null,null,null,{"$f":"AG369+AG370","v":0}]
[null,null,{"$f":"SQRT(C371)","v":0},null,null,null,null,null,null,null,null,null,null,null,null,null,null,{"$f":"SQRT(R371)","v":0},null,null,null,null,null,null,null,null,null,null,null,null,null,null,{"$f":"SQRT(AG371)","v":0}]
[null,null,{"$f":"E10-E9/2*ABS(D28)","v":285},null,null,null,null,null,null,null,null,null,null,null,null,null,null,{"$f":"T10-T9/2*ABS(S28)","v":{"$error":"#N/A"}},null,null,null,null,null,null,null,null,null,null,null,null,null,null,{"$f":"AI10-AI9/2*ABS(AH28)","v":{"$error":"#N/A"}}]
[null,null,{"$f":"POWER(C373,2)","v":81225},null,null,null,null,null,null,null,null,null,null,null,null,null,null,{"$f":"POWER(R373,2)","v":{"$error":"#N/A"}},null,null,null,null,null,null,null,null,null,null,null,null,null,null,{"$f":"POWER(AG373,2)","v":{"$error":"#N/A"}}]
[null,null,{"$f":"C371*E9*E9/2","v":0},null,null,null,null,null,null,null,null,null,null,null,null,null,null,{"$f":"R371*T9*T9/2","v":{"$error":"#N/A"}},null,null,null,null,null,null,null,null,null,null,null,null,null,null,{"$f":"AG371*AI9*AI9/2","v":{"$error":"#N/A"}}]
[null,null,{"$f":"C374-C375","v":81225},null,null,null,null,null,null,null,null,null,null,null,null,null,null,{"$f":"R374-R375","v":{"$error":"#N/A"}},null,null,null,null,null,null,null,null,null,null,null,null,null,null,{"$f":"AG374-AG375","v":{"$error":"#N/A"}}]
[null,null,{"$f":"SQRT(C376)","v":285},null,null,null,null,null,null,null,null,null,null,null,null,null,null,{"$f":"SQRT(R376)","v":{"$error":"#N/A"}},null,null,null,null,null,null,null,null,null,null,null,null,null,null,{"$f":"SQRT(AG376)","v":{"$error":"#N/A"}}]
[null,null,{"$f":"C373+C377","v":570},null,null,null,null,null,null,null,null,null,null,null,null,null,null,{"$f":"R373+R377","v":{"$error":"#N/A"}},null,null,null,null,null,null,null,null,null,null,null,null,null,null,{"$f":"AG373+AG377","v":{"$error":"#N/A"}}]
[null,"vão 18",null,null,null,null,null,null,null,null,null,null,null,null,null,null,null,"vão 18"]
[null,null,{"$f":"C29*C29","v":0},null,null,null,null,null,null,null,null,null,null,null,null,null,null,{"$f":"R29*R29","v":0},null,null,null,null,null,null,null,null,null,null,null,null,null,null,{"$f":"AG29*AG29","v":0}]
[null,null,{"$f":"D29*D29","v":0},null,null,null,null,null,null,null,null,null,null,null,null,null,null,{"$f":"S29*S29","v":0},null,null,null,null,null,null,null,null,null,null,null,null,null,null,{"$f":"AH29*AH29","v":0}]
[null,null,{"$f":"C380+C381","v":0},null,null,null,null,null,null,null,null,null,null,null,null,null,null,{"$f":"R380+R381","v":0},null,null,null,null,null,null,null,null,null,null,null,null,null,null,{"$f":"AG380+AG381","v":0}]
[null,null,{"$f":"SQRT(C382)","v":0},null,null,null,null,null,null,null,null,null,null,null,null,null,null,{"$f":"SQRT(R382)","v":0},null,null,null,null,null,null,null,null,null,null,null,null,null,null,{"$f":"SQRT(AG382)","v":0}]
[null,null,{"$f":"E10-E9/2*ABS(D29)","v":285},null,null,null,null,null,null,null,null,null,null,null,null,null,null,{"$f":"T10-T9/2*ABS(S29)","v":{"$error":"#N/A"}},null,null,null,null,null,null,null,null,null,null,null,null,null,null,{"$f":"AI10-AI9/2*ABS(AH29)","v":{"$error":"#N/A"}}]
[null,null,{"$f":"POWER(C384,2)","v":81225},null,null,null,null,null,null,null,null,null,null,null,null,null,null,{"$f":"POWER(R384,2)","v":{"$error":"#N/A"}},null,null,null,null,null,null,null,null,null,null,null,null,null,null,{"$f":"POWER(AG384,2)","v":{"$error":"#N/A"}}]
[null,null,{"$f":"C382*E9*E9/2","v":0},null,null,null,null,null,null,null,null,null,null,null,null,null,null,{"$f":"R382*T9*T9/2","v":{"$error":"#N/A"}},null,null,null,null,null,null,null,null,null,null,null,null,null,null,{"$f":"AG382*AI9*AI9/2","v":{"$error":"#N/A"}}]
[null,null,{"$f":"C385-C386","v":81225},null,null,null,null,null,null,null,null,null,null,null,null,null,null,{"$f":"R385-R386","v":{"$error":"#N/A"}},null,null,null,null,null,null,null,null,null,null,null,null,null,null,{"$f":"AG385-AG386","v":{"$error":"#N/A"}}]
[null,null,{"$f":"SQRT(C387)","v":285},null,null,null,null,null,null,null,null,null,null,null,null,null,null,{"$f":"SQRT(R387)","v":{"$error":"#N/A"}},null,null,null,null,null,null,null,null,null,null,null,null,null,null,{"$f":"SQRT(AG387)","v":{"$error":"#N/A"}}]
[null,null,{"$f":"C384+C388","v":570},null,null,null,null,null,null,null,null,null,null,null,null,null,null,{"$f":"R384+R388","v":{"$error":"#N/A"}},null,null,null,null,null,null,null,null,null,null,null,null,null,null,{"$f":"AG384+AG388","v":{"$error":"#N/A"}}]
[null,"vão 19",null,null,null,null,null,null,null,null,null,null,null,null,null,null,null,"vão 19"]
[null,null,{"$f":"C30*C30","v":0},null,null,null,null,null,null,null,null,null,null,null,null,null,null,{"$f":"R30*R30","v":0},null,null,null,null,null,null,null,null,null,null,null,null,null,null,{"$f":"AG30*AG30","v":0}]
[null,null,{"$f":"D30*D30","v":0},null,null,null,null,null,null,null,null,null,null,null,null,null,null,{"$f":"S30*S30","v":0},null,null,null,null,null,null,null,null,null,null,null,null,null,null,{"$f":"AH30*AH30","v":0}]
[null,null,{"$f":"C391+C392","v":0},null,null,null,null,null,null,null,null,null,null,null,null,null,null,{"$f":"R391+R392","v":0},null,null,null,null,null,null,null,null,null,null,null,null,null,null,{"$f":"AG391+AG392","v":0}]
[null,null,{"$f":"SQRT(C393)","v":0},null,null,null,null,null,null,null,null,null,null,null,null,null,null,{"$f":"SQRT(R393)","v":0},null,null,null,null,null,null,null,null,null,null,null,null,null,null,{"$f":"SQRT(AG393)","v":0}]
[null,null,{"$f":"E10-E9/2*ABS(D30)","v":285},null,null,null,null,null,null,null,null,null,null,null,null,null,null,{"$f":"T10-T9/2*ABS(S30)","v":{"$error":"#N/A"}},null,null,null,null,null,null,null,null,null,null,null,null,null,null,{"$f":"AI10-AI9/2*ABS(AH30)","v":{"$error":"#N/A"}}]
[null,null,{"$f":"POWER(C395,2)","v":81225},null,null,null,null,null,null,null,null,null,null,null,null,null,null,{"$f":"POWER(R395,2)","v":{"$error":"#N/A"}},null,null,null,null,null,null,null,null,null,null,null,null,null,null,{"$f":"POWER(AG395,2)","v":{"$error":"#N/A"}}]
[null,null,{"$f":"C393*E9*E9/2","v":0},null,null,null,null,null,null,null,null,null,null,null,null,null,null,{"$f":"R393*T9*T9/2","v":{"$error":"#N/A"}},null,null,null,null,null,null,null,null,null,null,null,null,null,null,{"$f":"AG393*AI9*AI9/2","v":{"$error":"#N/A"}}]
[null,null,{"$f":"C396-C397","v":81225},null,null,null,null,null,null,null,null,null,null,null,null,null,null,{"$f":"R396-R397","v":{"$error":"#N/A"}},null,null,null,null,null,null,null,null,null,null,null,null,null,null,{"$f":"AG396-AG397","v":{"$error":"#N/A"}}]
[null,null,{"$f":"SQRT(C398)","v":285},null,null,null,null,null,null,null,null,null,null,null,null,null,null,{"$f":"SQRT(R398)","v":{"$error":"#N/A"}},null,null,null,null,null,null,null,null,null,null,null,null,null,null,{"$f":"SQRT(AG398)","v":{"$error":"#N/A"}}]
[null,null,{"$f":"C395+C399","v":570},null,null,null,null,null,null,null,null,null,null,null,null,null,null,{"$f":"R395+R399","v":{"$error":"#N/A"}},null,null,null,null,null,null,null,null,null,null,null,null,null,null,{"$f":"AG395+AG399","v":{"$error":"#N/A"}}]

{"sheet":"Configuracoes","index":18,"n_rows":54,"n_cols":13,"rows_kept":54,"cut":false,"hidden":false,"merged":[[1,0,1,7],[2,10,3,12],[3,6,3,8],[4,3,4,4]]}
[]
["ATENÇÃO NUNCA EXCLUIR NEM INCLUIR LINHAS NEM COLUNAS NESTA PLANILHA"]
[null,null,null,null,null,null,null,null,null,null,"Projetistas"]
[null,null,null,null,null,null,"Gerar Tabela"]
["Espaçamentos Verticais","Valor em (m)",null,"Configuração Inicial",null,null,"º C","Vãos","Variar",null,"Usuario","Função","CREA"]
["Distância entre a ponta do poste e a 1º estrutura na rede",0.2,null,"optPrimária","exibir",null,-5,30,5,null,"Eleandro Luis Marques da Silva","Engenheiro",127488]
["Distância entre  estruturas primárias  (em Circuito Duplo )","1,0",null,"optSecundaria","noexibir",null,0,35,10,null,"Geison Quadros","Engenheiro"]
["Distância entre  a estrutura primária e secundária (circ. Simples)","1,0",null,"optMista","noexibir",null,5,40,15,null,"Joarez Garcia de Moura","Eletrotécnico"]
["Dist. entre 2º  estrut. Primária e  estrut. secundária (Circ. Duplo)","0,7",null,"opttangente","exibir",null,10,45,20,null,"Diones Alexandre de Azevedo","Eletrotécnico"]
["Distância entre estruturas Secundarias","0,2",null,"optancoragem","noexibir",null,15,50,30,null,"Liandro da Silva Barbosa","Eletrotécnico"]
["Distância do cabo de cobertura até a ponta do poste","0,01",null,"optgrau","noexibir",null,20,55,40,null,"Tobias Leal da Silva","Eletrotécnico"]
["Distância entre rede secundária e cabo telefonico","0,4",null,"optmetro","exibir",null,25,60,50,null,"Lucas Jesiel da Silva Cesar","Aux. de Projetos"]
["Distância entre condutores na rede Pilar",0,null,"Circuito Simples","exibir",null,30,65,null,null,"Rafael Martins Reis","Aux. de Projetos"]
["Distância entre circuitos duplos em redes compactas",0.6,null,"Circuito Duplo","noexibir",null,35,70,null,null,"Mequisedeque Oliveira","Aux. de Projetos"]
[null,null,null,"Circ Simpl Pilar?","noexibir",null,40,75,null,null,"Maikel Pereira","Técnico Projetista"]
[null,null,null,"opturbana","noexibir",null,45,80]
[null,null,null,"optrural","exibir",null,50,85]
[null,null,null,"Opt15_kv","exibir",null,null,90]
[null,null,null,"Opt25_kv","noexibir",null,null,95]
[null,null,null,null,null,null,null,100]
[null,null,null,null,null,null,null,105]
[null,null,null,null,null,null,null,110]
[null,null,null,null,null,null,null,115]
[null,null,null,null,null,null,null,120]
[null,null,null,null,null,null,null,125]
[null,null,null,null,null,null,null,130]
[null,null,null,null,null,null,null,135]
[null,null,null,null,null,null,null,140]
[null,null,null,null,null,null,null,145]
[null,null,null,null,null,null,null,150]
[null,null,null,null,null,null,null,155]
[null,null,null,null,null,null,null,160]
[null,null,null,null,null,null,null,165]
[null,null,null,null,null,null,null,170]
[null,null,null,null,null,null,null,175]
[null,null,null,null,null,null,null,180]
[null,null,null,null,null,null,null,185]
[null,null,null,null,null,null,null,190]
[null,null,null,null,null,null,null,195]
[null,null,null,null,null,null,null,200]
[null,null,null,null,null,null,null,205]
[null,null,null,null,null,null,null,210]
[null,null,null,null,null,null,null,215]
[null,null,null,null,null,null,null,220]
[null,null,null,null,null,null,null,225]
[null,null,null,null,null,null,null,230]
[null,null,null,null,null,null,null,235]
[null,null,null,null,null,null,null,240]
[null,null,null,null,null,null,null,245]
[null,null,null,null,null,null,null,250]
[null,null,null,null,null,null,null,255]
[null,null,null,null,null,null,null,260]
[null,null,null,null,null,null,null,265]
[null,null,null,null,null,null,null,270]

{"sheet":"Estrut_Primarias","index":19,"n_rows":45,"n_cols":16,"rows_kept":45,"cut":false,"hidden":false,"merged":[[41,0,44,0],[41,6,44,6],[37,0,40,0],[37,6,40,6],[21,0,24,0],[21,6,24,6],[33,0,36,0],[33,6,36,6],[21,12,22,12],[25,0,28,0],[25,6,28,6],[29,0,32,0],[29,6,32,6],[23,12,24,12],[25,12,26,12],[27,12,28,12],[29,12,30,12],[31,12,32,12],[1,0,1,15],[5,0,5,15],[7,0,7,3],[7,6,7,9],[7,12,7,15],[33,12,34,12],[35,12,36,12],[37,12,38,12],[39,12,40,12],[9,0,12,0],[9,6,12,6],[9,12,10,12],[11,12,12,12],[13,0,16,0],[13,6,16,6],[13,12,14,12],[15,12,16,12],[17,0,20,0],[17,6,20,6],[17,12,18,12],[19,12,20,12]]}
[]
["ATENÇÃO NUNCA EXCLUIR NEM INCLUIR LINHAS NEM COLUNAS NESTA PLANILHA"]
[]
[]
[]
["DADOS ESPECÍFICOS PARA REDES RURAIS"]
[]
["Rede Convencional",null,null,null,null,null,"Rede tipo pilar",null,null,null,null,null,"Rede Secundária"]
["ângulo deve ser",">","<=","ESTRUTURA INDICADA",null,null,"ângulo deve ser",">","<=","ESTRUTURA INDICADA",null,null,"ângulo deve ser",">","<=","ESTRUTURA INDICADA"]
["4 CAA",0,21,"N1, T1, U1, NP1",null,null,"4 CAA",0,10,"P1-TP1-TP2-UP1-UP1T-UP2T",null,null,"4 CAA",0,45,"Não seccionar"]
["4 CAA",21,45,"N2, T2, U2, NP1",null,null,null,{"$f":"I10","v":10},60,"P2-P4-P3A-UP2-UP4-UP3A",null,null,null,45,null,"Seccionar"]
["4 CAA",45,60,"N4, U4, T4, P3A, U3A",null,null,null,60,60,"P2-P4-P3A-UP2-UP4-UP3A",null,null,"2 CAA",0,45,"Não seccionar"]
["4 CAA",60,null,"N3 + N3 ,  U3 + U3",null,null,null,60,null,"P3 + P3-UP3 + UP3",null,null,"2 CAA",45,null,"Seccionar"]
["2 CAA",0,15,"N1, T1, U1, NP1",null,null,"2 CAA",0,10,"P1-TP1-TP2-UP1-UP1T-UP2T",null,null,"1/0 CAA",0,45,"Não seccionar"]
["2 CAA",15,29,"N2, T2, U2, NP1",null,null,"2 CAA",{"$f":"I14","v":10},45,"P2-UP2",null,null,"1/0 CAA",45,null,"Seccionar"]
["2 CAA",29,60,"N4, T4, U4, P3A, U3A",null,null,"2 CAA",45,60,"P4-P3A-UP4-UP3A",null,null,"2/0 CAA",0,45,"Não seccionar"]
["2 CAA",60,null,"N3 + N3, U3 + U3",null,null,"2 CAA",60,null,"P3 + P3-UP3 + UP3",null,null,"2/0 CAA",45,null,"Seccionar"]
["1/0 CAA",0,10,"N1, T1, NP1",null,null,"1/0 CAA",0,9,"P1-TP1-TP2-UP1-UP1T-UP2T",null,null,"3/0 CAA",0,45,"Não seccionar"]
["1/0 CAA",10,20,"N2, T2, NP1",null,null,"1/0 CAA",9,30,"P2-UP2",null,null,"3/0 CAA",45,null,"Seccionar"]
["1/0 CAA",20,60,"N4, T4",null,null,"1/0 CAA",30,60,"P4-UP4",null,null,"4/0 CAA",0,45,"Não seccionar"]
["1/0 CAA",60,null,"N3 + N3",null,null,"1/0 CAA",60,null,"P3 + P3-UP3 + UP3",null,null,"4/0 CAA",45,null,"Seccionar"]
["2/0 CAA",0,9,"N1, T1, NP1",null,null,"2/0 CAA",0,8,"P1-TP1-TP2-UP1-UP1T-UP2T",null,null,"336,4 CAA",0,45,"Não seccionar"]
["2/0 CAA",9,18,"N2, T2, NP1",null,null,"2/0 CAA",8,24,"P2-UP2",null,null,"336,4 CAA",45,null,"Seccionar"]
["2/0 CAA",18,60,"N4, T4",null,null,"2/0 CAA",24,60,"P4-UP4",null,null,"1#35(35CAL)CA-XLPE",0,45,"Não seccionar"]
["2/0 CAA",60,null,"N3 + N3",null,null,"2/0 CAA",61,null,"P3 + P3-UP3 + UP3",null,null,null,45,null,"Seccionar"]
["3/0 CAA",0,5,"N1, T1, NP1",null,null,"3/0 CAA",0,5,"P1-TP1-TP2-UP1-UP1T-UP2T",null,null,"1#50(50CAL)CA-XLPE",0,45,"Não seccionar"]
["3/0 CAA",5,11,"N2, T2, NP1",null,null,"3/0 CAA",5,24,"P2-UP2",null,null,"2 CAA",45,null,"Seccionar"]
["3/0 CAA",11,60,"N4, T4",null,null,"3/0 CAA",24,60,"P4-UP4",null,null,"2#35(35CAL)CA-XLPE",0,45,"Não seccionar"]
["3/0 CAA",60,null,"N3 + N3",null,null,"3/0 CAA",60,null,"P3 + P3-UP3 + UP3",null,null,"1/0 CAA",45,null,"Seccionar"]
["4/0 CAA",0,5,"N1, T1, NP1",null,null,"4/0 CAA",0,5,"P1-TP1-TP2-UP1-UP1T-UP2T",null,null,"2#50(50CAL)CA-XLPE",0,45,"Não seccionar"]
["4/0 CAA",5,11,"N2, T2, NP1",null,null,"4/0 CAA",5,15,"P2-UP2",null,null,"2/0 CAA",45,null,"Seccionar"]
["4/0 CAA",11,60,"N4, T4",null,null,"4/0 CAA",15,60,"P4-UP4",null,null,"3#35(35CAL)CA-XLPE",0,45,"Não seccionar"]
["4/0 CAA",60,null,"N3 + N3",null,null,"4/0 CAA",60,null,"P3 + P3-UP3 + UP3",null,null,"3/0 CAA",45,null,"Seccionar"]
["4/0 CAL-1120 (DIAM. 247 MCM)",0,5,"N1, T1, NP1",null,null,"4/0 CAL-1120 (DIAM. 247 MCM)",0,5,"P1-TP1-TP2-UP1-UP1T-UP2T",null,null,"3#50(50CAL)CA-XLPE",0,45,"Não seccionar"]
["4/0 CAA",5,11,"N2, T2, NP1",null,null,"4/0 CAA",5,15,"P2-UP2",null,null,"4/0 CAA",45,null,"Seccionar"]
["4/0 CAA",11,60,"N4, T4",null,null,"4/0 CAA",15,60,"P4-UP4",null,null,"3#70(70CAL)CA-XLPE",0,45,"Não seccionar"]
["4/0 CAA",60,null,"N3 + N3",null,null,"4/0 CAA",60,null,"P3 + P3-UP3 + UP3",null,null,"336,4 CAA",45,null,"Seccionar"]
["336,4 CAA",0,3,"N1, T1, NP1",null,null,"336,4 CAA",0,3,"P1-TP1-TP2-UP1-UP1T-UP2T",null,null,"3#95(70CAL)CA-XLPE",0,45,"Não seccionar"]
["336,4 CAA",3,7,"N2, T2, NP1",null,null,"336,4 CAA",3,9,"P2-UP2",null,null,"4/0 CAA",45,null,"Seccionar"]
["336,4 CAA",7,60,"N4, T4",null,null,"336,4 CAA",9,60,"P4-UP4",null,null,"3#120(70CAL)CA-XLPE",0,45,"Não seccionar"]
["336,4 CAA",60,null,"N3 + N3",null,null,"336,4 CAA",60,null,"P3 + P3-UP3 + UP3",null,null,"336,4 CAA",45,null,"Seccionar"]
["2/0 CAL -1120 HELIUM",0,9,"N1, T1, NP1",null,null,"2/0 CAL -1120 HELIUM",0,9,"N1, T1, NP1"]
["2/0 CAA",9,18,"N2, T2, NP1",null,null,"2/0 CAA",9,18,"N2, T2, NP1"]
["2/0 CAA",18,60,"N4, T4",null,null,"2/0 CAA",18,60,"N4, T4"]
["2/0 CAA",60,null,"N3 + N3",null,null,"2/0 CAA",60,null,"N3 + N3"]

{"sheet":"Estrut_Urbana_15KV","index":20,"n_rows":1315,"n_cols":183,"rows_kept":1315,"cut":false,"hidden":false,"merged":[[1314,118,1314,122],[1314,93,1314,97],[1314,3,1314,7],[1314,8,1314,12],[1293,2,1297,2],[1314,98,1314,102],[1314,113,1314,117],[1314,178,1314,182],[1314,133,1314,137],[1314,138,1314,142],[1314,143,1314,147],[1314,148,1314,152],[1314,163,1314,167],[1314,158,1314,162],[1314,123,1314,127],[1314,128,1314,132],[1314,173,1314,177],[1314,168,1314,172],[1314,153,1314,157],[1232,173,1232,177],[1232,178,1232,182],[1232,143,1232,147],[1232,148,1232,152],[1232,153,1232,157],[1232,158,1232,162],[1232,163,1232,167],[1232,168,1232,172],[1268,2,1272,2],[1232,88,1232,92],[1232,93,1232,97],[1232,118,1232,122],[1232,138,1232,142],[1232,123,1232,127],[1232,128,1232,132],[1263,2,1267,2],[1232,78,1232,82],[1232,3,1232,7],[1232,8,1232,12],[1232,43,1232,47],[1232,48,1232,52],[1232,73,1232,77],[1232,133,1232,137],[1233,183,1314,183],[1238,2,1242,2],[1243,2,1247,2],[1248,2,1252,2],[1253,2,1257,2],[1258,2,1262,2],[1283,2,1287,2],[1314,73,1314,77],[1303,2,1307,2],[1298,2,1302,2],[1308,2,1312,2],[1314,53,1314,57],[1314,58,1314,62],[1314,63,1314,67],[1314,68,1314,72],[1288,2,1292,2],[1314,33,1314,37],[1314,38,1314,42],[1314,18,1314,22],[1273,2,1277,2],[1278,2,1282,2],[1314,88,1314,92],[1314,78,1314,82],[1314,103,1314,107],[1233,0,1314,0],[1233,2,1237,2],[1314,23,1314,27],[1314,28,1314,32],[1314,13,1314,17],[1314,83,1314,87],[1314,43,1314,47],[1314,48,1314,52],[1232,113,1232,117],[1232,98,1232,102],[1232,53,1232,57],[1232,58,1232,62],[1232,63,1232,67],[1232,68,1232,72],[1232,103,1232,107],[1232,108,1232,112],[1232,83,1232,87],[1232,23,1232,27],[1232,28,1232,32],[1232,33,1232,37],[1232,38,1232,42],[1314,108,1314,112],[1151,0,1232,0],[1151,2,1155,2],[1069,0,1150,0],[1069,2,1073,2],[1094,2,1098,2],[1099,2,1103,2],[1119,2,1123,2],[1114,2,1118,2],[1129,2,1133,2],[1104,2,1108,2],[1109,2,1113,2],[1124,2,1128,2],[1134,2,1138,2],[1139,2,1143,2],[1144,2,1148,2],[1151,183,1232,183],[1156,2,1160,2],[1161,2,1165,2],[1166,2,1170,2],[1171,2,1175,2],[1176,2,1180,2],[1181,2,1185,2],[1201,2,1205,2],[1150,148,1150,152],[1150,118,1150,122],[1150,123,1150,127],[1150,138,1150,142],[1150,143,1150,147],[1150,128,1150,132],[1150,73,1150,77],[1150,68,1150,72],[1150,93,1150,97],[1150,58,1150,62],[1150,63,1150,67],[1186,2,1190,2],[1232,13,1232,17],[1232,18,1232,22],[1150,38,1150,42],[1150,43,1150,47],[1226,2,1230,2],[1191,2,1195,2],[1196,2,1200,2],[1206,2,1210,2],[1211,2,1215,2],[1216,2,1220,2],[1221,2,1225,2],[1150,8,1150,12],[1150,28,1150,32],[1150,33,1150,37],[1150,18,1150,22],[1074,2,1078,2],[1079,2,1083,2],[1084,2,1088,2],[1089,2,1093,2],[1069,183,1150,183],[1150,48,1150,52],[1150,153,1150,157],[1150,78,1150,82],[1150,83,1150,87],[1150,98,1150,102],[1150,133,1150,137],[1150,103,1150,107],[1150,88,1150,92],[1150,13,1150,17],[1150,23,1150,27],[1150,3,1150,7],[1150,113,1150,117],[1150,108,1150,112],[1150,53,1150,57],[987,183,1068,183],[1068,158,1068,162],[1068,163,1068,167],[1150,178,1150,182],[1150,158,1150,162],[1150,163,1150,167],[1150,168,1150,172],[1150,173,1150,177],[1068,168,1068,172],[1068,178,1068,182],[1068,103,1068,107],[1068,123,1068,127],[1007,2,1011,2],[1068,18,1068,22],[1068,43,1068,47],[1068,68,1068,72],[1068,58,1068,62],[1068,53,1068,57],[1068,8,1068,12],[1012,2,1016,2],[1022,2,1026,2],[1027,2,1031,2],[986,143,986,147],[986,163,986,167],[986,133,986,137],[986,123,986,127],[1068,173,1068,177],[1068,148,1068,152],[1068,153,1068,157],[1068,28,1068,32],[1068,23,1068,27],[1068,138,1068,142],[1068,63,1068,67],[1068,73,1068,77],[1068,48,1068,52],[1068,33,1068,37],[1068,38,1068,42],[1068,78,1068,82],[1068,83,1068,87],[1068,118,1068,122],[1068,143,1068,147],[1068,88,1068,92],[1068,93,1068,97],[1068,108,1068,112],[1068,113,1068,117],[1068,128,1068,132],[986,118,986,122],[986,138,986,142],[986,128,986,132],[986,98,986,102],[986,103,986,107],[986,88,986,92],[986,93,986,97],[1068,3,1068,7],[986,78,986,82],[986,83,986,87],[986,108,986,112],[986,113,986,117],[1068,133,1068,137],[1068,98,1068,102],[986,13,986,17],[1068,13,1068,17],[986,18,986,22],[986,73,986,77],[986,33,986,37],[986,38,986,42],[986,58,986,62],[986,53,986,57],[986,63,986,67],[986,48,986,52],[1002,2,1006,2],[986,8,986,12],[986,3,986,7],[987,0,1068,0],[987,2,991,2],[1037,2,1041,2],[1042,2,1046,2],[1047,2,1051,2],[997,2,1001,2],[1032,2,1036,2],[992,2,996,2],[1017,2,1021,2],[1062,2,1066,2],[1052,2,1056,2],[1057,2,1061,2],[986,23,986,27],[986,43,986,47],[986,28,986,32],[986,68,986,72],[905,0,986,0],[950,2,954,2],[955,2,959,2],[930,2,934,2],[935,2,939,2],[940,2,944,2],[945,2,949,2],[960,2,964,2],[970,2,974,2],[925,2,929,2],[905,2,909,2],[980,2,984,2],[975,2,979,2],[910,2,914,2],[915,2,919,2],[920,2,924,2],[965,2,969,2],[904,98,904,102],[822,173,822,177],[822,158,822,162],[822,163,822,167],[822,143,822,147],[904,143,904,147],[904,118,904,122],[904,123,904,127],[904,128,904,132],[904,133,904,137],[904,138,904,142],[822,138,822,142],[822,133,822,137],[822,123,822,127],[822,128,822,132],[905,183,986,183],[904,168,904,172],[986,178,986,182],[904,153,904,157],[904,158,904,162],[904,163,904,167],[904,178,904,182],[822,148,822,152],[822,153,822,157],[822,168,822,172],[823,183,904,183],[904,173,904,177],[904,148,904,152],[986,173,986,177],[741,183,822,183],[986,168,986,172],[986,148,986,152],[986,153,986,157],[986,158,986,162],[904,83,904,87],[904,88,904,92],[822,118,822,122],[822,83,822,87],[822,78,822,82],[904,63,904,67],[904,48,904,52],[904,73,904,77],[904,78,904,82],[904,68,904,72],[904,93,904,97],[822,68,822,72],[822,73,822,77],[822,88,822,92],[822,98,822,102],[822,103,822,107],[822,113,822,117],[822,93,822,97],[904,58,904,62],[822,58,822,62],[822,63,822,67],[904,103,904,107],[904,108,904,112],[904,113,904,117],[904,8,904,12],[888,2,892,2],[893,2,897,2],[863,2,867,2],[898,2,902,2],[904,3,904,7],[853,2,857,2],[904,53,904,57],[822,53,822,57],[904,33,904,37],[822,43,822,47],[822,38,822,42],[904,13,904,17],[822,18,822,22],[822,23,822,27],[822,28,822,32],[904,18,904,22],[904,23,904,27],[904,28,904,32],[822,33,822,37],[904,38,904,42],[904,43,904,47],[823,0,904,0],[823,2,827,2],[873,2,877,2],[878,2,882,2],[883,2,887,2],[828,2,832,2],[833,2,837,2],[838,2,842,2],[843,2,847,2],[868,2,872,2],[858,2,862,2],[848,2,852,2],[741,0,822,0],[741,2,745,2],[776,2,780,2],[822,178,822,182],[822,3,822,7],[822,8,822,12],[822,13,822,17],[822,48,822,52],[796,2,800,2],[801,2,805,2],[786,2,790,2],[761,2,765,2],[766,2,770,2],[771,2,775,2],[791,2,795,2],[816,2,820,2],[746,2,750,2],[751,2,755,2],[822,108,822,112],[756,2,760,2],[781,2,785,2],[806,2,810,2],[811,2,815,2],[740,178,740,182],[740,123,740,127],[740,128,740,132],[740,93,740,97],[740,98,740,102],[740,158,740,162],[740,43,740,47],[740,58,740,62],[740,48,740,52],[740,53,740,57],[740,68,740,72],[740,108,740,112],[740,168,740,172],[740,103,740,107],[740,138,740,142],[740,143,740,147],[740,118,740,122],[740,173,740,177],[740,148,740,152],[740,153,740,157],[740,133,740,137],[689,2,693,2],[694,2,698,2],[724,2,728,2],[729,2,733,2],[740,38,740,42],[658,123,658,127],[740,88,740,92],[740,8,740,12],[740,13,740,17],[699,2,703,2],[704,2,708,2],[740,18,740,22],[740,23,740,27],[740,3,740,7],[658,138,658,142],[740,83,740,87],[740,63,740,67],[740,73,740,77],[740,78,740,82],[658,173,658,177],[658,168,658,172],[658,163,658,167],[740,163,740,167],[740,113,740,117],[658,93,658,97],[658,143,658,147],[658,128,658,132],[658,133,658,137],[658,158,658,162],[658,153,658,157],[658,108,658,112],[658,113,658,117],[632,2,636,2],[637,2,641,2],[658,63,658,67],[592,2,596,2],[659,183,740,183],[664,2,668,2],[669,2,673,2],[674,2,678,2],[679,2,683,2],[684,2,688,2],[652,2,656,2],[658,3,658,7],[642,2,646,2],[647,2,651,2],[658,73,658,77],[658,78,658,82],[658,83,658,87],[658,148,658,152],[658,88,658,92],[658,98,658,102],[658,103,658,107],[658,118,658,122],[577,183,658,183],[658,178,658,182],[597,2,601,2],[576,23,576,27],[576,78,576,82],[576,83,576,87],[659,0,740,0],[659,2,663,2],[709,2,713,2],[714,2,718,2],[719,2,723,2],[734,2,738,2],[658,8,658,12],[658,68,658,72],[658,58,658,62],[658,48,658,52],[658,38,658,42],[658,28,658,32],[658,33,658,37],[658,13,658,17],[658,53,658,57],[577,0,658,0],[740,28,740,32],[740,33,740,37],[607,2,611,2],[617,2,621,2],[576,3,576,7],[576,8,576,12],[576,13,576,17],[587,2,591,2],[576,88,576,92],[576,48,576,52],[658,43,658,47],[577,2,581,2],[658,18,658,22],[658,23,658,27],[627,2,631,2],[576,33,576,37],[576,18,576,22],[622,2,626,2],[612,2,616,2],[576,58,576,62],[576,63,576,67],[576,68,576,72],[582,2,586,2],[602,2,606,2],[576,28,576,32],[576,53,576,57],[576,38,576,42],[576,43,576,47],[576,113,576,117],[576,128,576,132],[576,118,576,122],[494,148,494,152],[494,138,494,142],[494,143,494,147],[576,73,576,77],[576,108,576,112],[576,93,576,97],[576,98,576,102],[576,103,576,107],[494,163,494,167],[494,158,494,162],[495,183,576,183],[576,178,576,182],[576,123,576,127],[576,173,576,177],[576,133,576,137],[576,153,576,157],[576,158,576,162],[576,163,576,167],[576,148,576,152],[576,138,576,142],[576,143,576,147],[576,168,576,172],[570,2,574,2],[500,2,504,2],[505,2,509,2],[510,2,514,2],[494,8,494,12],[565,2,569,2],[494,13,494,17],[494,53,494,57],[494,88,494,92],[494,83,494,87],[560,2,564,2],[535,2,539,2],[540,2,544,2],[494,18,494,22],[494,23,494,27],[494,73,494,77],[494,58,494,62],[495,0,576,0],[495,2,499,2],[545,2,549,2],[550,2,554,2],[555,2,559,2],[520,2,524,2],[525,2,529,2],[494,78,494,82],[413,0,494,0],[494,68,494,72],[494,3,494,7],[494,63,494,67],[494,38,494,42],[494,43,494,47],[494,28,494,32],[494,33,494,37],[494,48,494,52],[428,2,432,2],[413,2,417,2],[453,2,457,2],[468,2,472,2],[473,2,477,2],[443,2,447,2],[433,2,437,2],[418,2,422,2],[423,2,427,2],[438,2,442,2],[530,2,534,2],[488,2,492,2],[515,2,519,2],[478,2,482,2],[483,2,487,2],[458,2,462,2],[448,2,452,2],[463,2,467,2],[330,158,330,162],[412,113,412,117],[413,183,494,183],[412,93,412,97],[412,98,412,102],[412,103,412,107],[494,178,494,182],[331,183,412,183],[412,178,412,182],[412,123,412,127],[412,173,412,177],[412,133,412,137],[494,93,494,97],[494,103,494,107],[494,128,494,132],[494,118,494,122],[494,173,494,177],[494,168,494,172],[494,153,494,157],[494,98,494,102],[494,123,494,127],[494,108,494,112],[494,133,494,137],[494,113,494,117],[330,98,330,102],[330,103,330,107],[412,88,412,92],[412,68,412,72],[412,168,412,172],[412,148,412,152],[412,143,412,147],[412,128,412,132],[330,83,330,87],[330,148,330,152],[330,153,330,157],[412,83,412,87],[412,108,412,112],[330,88,330,92],[412,138,412,142],[412,118,412,122],[330,113,330,117],[412,158,412,162],[330,93,330,97],[330,118,330,122],[330,123,330,127],[330,108,330,112],[412,163,412,167],[330,128,330,132],[412,153,412,157],[412,3,412,7],[412,8,412,12],[412,13,412,17],[412,53,412,57],[412,78,412,82],[412,33,412,37],[412,18,412,22],[412,28,412,32],[412,23,412,27],[412,38,412,42],[412,48,412,52],[412,58,412,62],[412,63,412,67],[330,33,330,37],[330,63,330,67],[412,73,412,77],[412,43,412,47],[330,73,330,77],[330,68,330,72],[330,38,330,42],[330,43,330,47],[406,2,410,2],[336,2,340,2],[341,2,345,2],[346,2,350,2],[330,13,330,17],[371,2,375,2],[376,2,380,2],[331,0,412,0],[331,2,335,2],[381,2,385,2],[386,2,390,2],[396,2,400,2],[361,2,365,2],[366,2,370,2],[391,2,395,2],[356,2,360,2],[401,2,405,2],[351,2,355,2],[249,0,330,0],[249,2,253,2],[330,8,330,12],[289,2,293,2],[304,2,308,2],[309,2,313,2],[330,53,330,57],[248,73,248,77],[248,88,248,92],[248,68,248,72],[248,53,248,57],[330,58,330,62],[254,2,258,2],[259,2,263,2],[264,2,268,2],[274,2,278,2],[324,2,328,2],[279,2,283,2],[269,2,273,2],[330,3,330,7],[330,18,330,22],[330,23,330,27],[330,28,330,32],[330,78,330,82],[166,123,166,127],[166,73,166,77],[166,23,166,27],[166,33,166,37],[248,138,248,142],[248,143,248,147],[248,118,248,122],[248,93,248,97],[248,133,248,137],[248,98,248,102],[166,113,166,117],[166,118,166,122],[166,108,166,112],[248,103,248,107],[248,78,248,82],[248,48,248,52],[248,38,248,42],[248,43,248,47],[248,123,248,127],[166,128,166,132],[166,138,166,142],[166,133,166,137],[166,143,166,147],[248,173,248,177],[248,3,248,7],[192,2,196,2],[248,8,248,12],[248,13,248,17],[248,58,248,62],[248,63,248,67],[330,178,330,182],[330,138,330,142],[330,168,330,172],[330,163,330,167],[330,133,330,137],[248,128,248,132],[330,143,330,147],[330,173,330,177],[248,168,248,172],[248,148,248,152],[248,153,248,157],[314,2,318,2],[319,2,323,2],[294,2,298,2],[299,2,303,2],[284,2,288,2],[330,48,330,52],[166,158,166,162],[249,183,330,183],[167,183,248,183],[248,178,248,182],[248,158,248,162],[248,163,248,167],[166,178,166,182],[166,163,166,167],[248,18,248,22],[166,173,166,177],[166,78,166,82],[166,83,166,87],[166,148,166,152],[166,153,166,157],[166,98,166,102],[166,103,166,107],[166,18,166,22],[166,168,166,172],[248,108,248,112],[248,113,248,117],[248,83,248,87],[248,23,248,27],[248,33,248,37],[248,28,248,32],[167,0,248,0],[167,2,171,2],[217,2,221,2],[222,2,226,2],[227,2,231,2],[242,2,246,2],[172,2,176,2],[207,2,211,2],[212,2,216,2],[187,2,191,2],[197,2,201,2],[202,2,206,2],[182,2,186,2],[84,108,84,112],[135,2,139,2],[166,3,166,7],[177,2,181,2],[166,58,166,62],[166,63,166,67],[232,2,236,2],[237,2,241,2],[166,48,166,52],[140,2,144,2],[145,2,149,2],[150,2,154,2],[155,2,159,2],[160,2,164,2],[166,88,166,92],[166,93,166,97],[166,68,166,72],[84,173,84,177],[84,148,84,152],[84,153,84,157],[84,158,84,162],[84,163,84,167],[84,138,84,142],[84,143,84,147],[85,183,166,183],[90,2,94,2],[95,2,99,2],[100,2,104,2],[105,2,109,2],[110,2,114,2],[115,2,119,2],[120,2,124,2],[125,2,129,2],[130,2,134,2],[84,178,84,182],[84,113,84,117],[84,133,84,137],[84,88,84,92],[84,93,84,97],[166,8,166,12],[166,13,166,17],[85,0,166,0],[85,2,89,2],[84,78,84,82],[84,83,84,87],[84,118,84,122],[84,123,84,127],[84,28,84,32],[84,33,84,37],[84,168,84,172],[84,18,84,22],[84,23,84,27],[166,53,166,57],[166,38,166,42],[166,43,166,47],[166,28,166,32],[84,98,84,102],[84,103,84,107],[84,48,84,52],[84,53,84,57],[84,128,84,132],[84,58,84,62],[84,63,84,67],[84,68,84,72],[84,73,84,77],[68,2,72,2],[73,2,77,2],[84,38,84,42],[84,43,84,47],[58,2,62,2],[63,2,67,2],[48,2,52,2],[53,2,57,2],[0,0,2,183],[3,0,84,0],[3,2,7,2],[3,183,84,183],[8,2,12,2],[13,2,17,2],[18,2,22,2],[23,2,27,2],[28,2,32,2],[33,2,37,2],[84,8,84,12],[84,13,84,17],[38,2,42,2],[43,2,47,2],[78,2,82,2],[84,3,84,7]]}
["NÃO INSERIR NEM EXCLUIR LINHAS OU COLUNAS NESTA PLANILA"]
[]
[]
["??4 CA",80,80]
[null,79]
[null,78]
[null,77]
[null,76]
[null,75,75]
[null,74]
[null,73]
[null,72]
[null,71]
[null,70,70]
[null,69]
[null,68]
[null,67]
[null,66]
[null,65,65]
[null,64]
[null,63]
[null,62]
[null,61]
[null,60,60]
[null,59]
[null,58]
[null,57]
[null,56]
[null,55,55]
[null,54]
[null,53]
[null,52]
[null,51]
[null,50,50]
[null,49]
[null,48]
[null,47]
[null,46]
[null,45,45]
[null,44]
[null,43]
[null,42]
[null,41]
[null,40,40]
[null,39]
[null,38]
[null,37]
[null,36]
[null,35,35]
[null,34]
[null,33]
[null,32]
[null,31]
[null,30,30]
[null,29]
[null,28]
[null,27]
[null,26]
[null,25,25]
[null,24]
[null,23]
[null,22]
[null,21]
[null,20,20]
[null,19]
[null,18]
[null,17]
[null,16]
[null,15,15]
[null,14]
[null,13]
[null,12]
[null,11]
[null,10,10]
[null,9]
[null,8]
[null,7]
[null,6]
[null,5,5]
[null,4]
[null,3]
[null,2]
[null,1]
[null,0,null,1,2,3,4,5,6,7,8,9,10,11,12,13,14,15,16,17,18,19,20,21,22,23,24,25,26,27,28,29,30,31,32,33,34,35,36,37,38,39,40,41,42,43,44,45,46,47,48,49,50,51,52,53,54,55,56,57,58,59,60,61,62,63,64,65,66,67,68,69,70,71,72,73,74,75,76,77,78,79,80,81,82,83,84,85,86,87,88,89,90,91,92,93,94,95,96,97,98,99,100,101,102,103,104,105,106,107,108,109,110,111,112,113,114,115,116,117,118,119,120,121,122,123,124,125,126,127,128,129,130,131,132,133,134,135,136,137,138,139,140,141,142,143,144,145,146,147,148,149,150,151,152,153,154,155,156,157,158,159,160,161,162,163,164,165,166,167,168,169,170,171,172,173,174,175,176,177,178,179,180]
[null,null,null,5,null,null,null,null,10,null,null,null,null,15,null,null,null,null,20,null,null,null,null,25,null,null,null,null,30,null,null,null,null,35,null,null,null,null,40,null,null,null,null,45,null,null,null,null,50,null,null,null,null,55,null,null,null,null,60,null,null,null,null,65,null,null,null,null,70,null,null,null,null,75,null,null,null,null,80,null,null,null,null,85,null,null,null,null,90,null,null,null,null,95,null,null,null,null,100,null,null,null,null,105,null,null,null,null,110,null,null,null,null,115,null,null,null,null,120,null,null,null,null,125,null,null,null,null,130,null,null,null,null,135,null,null,null,null,140,null,null,null,null,145,null,null,null,null,150,null,null,null,null,155,null,null,null,null,160,null,null,null,null,165,null,null,null,null,170,null,null,null,null,175,null,null,null,null,180]
["2 CA",80,80]
[null,79]
[null,78]
[null,77]
[null,76]
[null,75,75]
[null,74]
[null,73]
[null,72]
[null,71]
[null,70,70]
[null,69]
[null,68]
[null,67]
[null,66]
[null,65,65]
[null,64]
[null,63]
[null,62]
[null,61]
[null,60,60]
[null,59]
[null,58]
[null,57]
[null,56]
[null,55,55]
[null,54]
[null,53]
[null,52]
[null,51]
[null,50,50]
[null,49]
[null,48]
[null,47]
[null,46]
[null,45,45]
[null,44]
[null,43]
[null,42]
[null,41]
[null,40,40]
[null,39]
[null,38]
[null,37]
[null,36]
[null,35,35]
[null,34]
[null,33]
[null,32]
[null,31]
[null,30,30]
[null,29]
[null,28]
[null,27]
[null,26]
[null,25,25]
[null,24]
[null,23]
[null,22]
[null,21]
[null,20,20]
[null,19]
[null,18]
[null,17]
[null,16]
[null,15,15]
[null,14]
[null,13]
[null,12]
[null,11]
[null,10,10]
[null,9]
[null,8]
[null,7]
[null,6]
[null,5,5]
[null,4]
[null,3]
[null,2]
[null,1]
[null,0,0,1,2,3,4,5,6,7,8,9,10,11,12,13,14,15,16,17,18,19,20,21,22,23,24,25,26,27,28,29,30,31,32,33,34,35,36,37,38,39,40,41,42,43,44,45,46,47,48,49,50,51,52,53,54,55,56,57,58,59,60,61,62,63,64,65,66,67,68,69,70,71,72,73,74,75,76,77,78,79,80,81,82,83,84,85,86,87,88,89,90,91,92,93,94,95,96,97,98,99,100,101,102,103,104,105,106,107,108,109,110,111,112,113,114,115,116,117,118,119,120,121,122,123,124,125,126,127,128,129,130,131,132,133,134,135,136,137,138,139,140,141,142,143,144,145,146,147,148,149,150,151,152,153,154,155,156,157,158,159,160,161,162,163,164,165,166,167,168,169,170,171,172,173,174,175,176,177,178,179,180]
[null,null,0,5,null,null,null,null,10,null,null,null,null,15,null,null,null,null,20,null,null,null,null,25,null,null,null,null,30,null,null,null,null,35,null,null,null,null,40,null,null,null,null,45,null,null,null,null,50,null,null,null,null,55,null,null,null,null,60,null,null,null,null,65,null,null,null,null,70,null,null,null,null,75,null,null,null,null,80,null,null,null,null,85,null,null,null,null,90,null,null,null,null,95,null,null,null,null,100,null,null,null,null,105,null,null,null,null,110,null,null,null,null,115,null,null,null,null,120,null,null,null,null,125,null,null,null,null,130,null,null,null,null,135,null,null,null,null,140,null,null,null,null,145,null,null,null,null,150,null,null,null,null,155,null,null,null,null,160,null,null,null,null,165,null,null,null,null,170,null,null,null,null,175,null,null,null,null,180]
["1/0 CA",80,80]
[null,79]
[null,78]
[null,77]
[null,76]
[null,75,75]
[null,74]
[null,73]
[null,72]
[null,71]
[null,70,70]
[null,69]
[null,68]
[null,67]
[null,66]
[null,65,65]
[null,64]
[null,63]
[null,62]
[null,61]
[null,60,60]
[null,59]
[null,58]
[null,57]
[null,56]
[null,55,55]
[null,54]
[null,53]
[null,52]
[null,51]
[null,50,50]
[null,49]
[null,48]
[null,47]
[null,46]
[null,45,45]
[null,44]
[null,43]
[null,42]
[null,41]
[null,40,40]
[null,39]
[null,38]
[null,37]
[null,36]
[null,35,35]
[null,34]
[null,33]
[null,32]
[null,31]
[null,30,30]
[null,29]
[null,28]
[null,27]
[null,26]
[null,25,25]
[null,24]
[null,23]
[null,22]
[null,21]
[null,20,20]
[null,19]
[null,18]
[null,17]
[null,16]
[null,15,15]
[null,14]
[null,13]
[null,12]
[null,11]
[null,10,10]
[null,9]
[null,8]
[null,7]
[null,6]
[null,5,5]
[null,4]
[null,3]
[null,2]
[null,1]
[null,0,0,1,2,3,4,5,6,7,8,9,10,11,12,13,14,15,16,17,18,19,20,21,22,23,24,25,26,27,28,29,30,31,32,33,34,35,36,37,38,39,40,41,42,43,44,45,46,47,48,49,50,51,52,53,54,55,56,57,58,59,60,61,62,63,64,65,66,67,68,69,70,71,72,73,74,75,76,77,78,79,80,81,82,83,84,85,86,87,88,89,90,91,92,93,94,95,96,97,98,99,100,101,102,103,104,105,106,107,108,109,110,111,112,113,114,115,116,117,118,119,120,121,122,123,124,125,126,127,128,129,130,131,132,133,134,135,136,137,138,139,140,141,142,143,144,145,146,147,148,149,150,151,152,153,154,155,156,157,158,159,160,161,162,163,164,165,166,167,168,169,170,171,172,173,174,175,176,177,178,179,180]
[null,null,0,5,null,null,null,null,10,null,null,null,null,15,null,null,null,null,20,null,null,null,null,25,null,null,null,null,30,null,null,null,null,35,null,null,null,null,40,null,null,null,null,45,null,null,null,null,50,null,null,null,null,55,null,null,null,null,60,null,null,null,null,65,null,null,null,null,70,null,null,null,null,75,null,null,null,null,80,null,null,null,null,85,null,null,null,null,90,null,null,null,null,95,null,null,null,null,100,null,null,null,null,105,null,null,null,null,110,null,null,null,null,115,null,null,null,null,120,null,null,null,null,125,null,null,null,null,130,null,null,null,null,135,null,null,null,null,140,null,null,null,null,145,null,null,null,null,150,null,null,null,null,155,null,null,null,null,160,null,null,null,null,165,null,null,null,null,170,null,null,null,null,175,null,null,null,null,180]
["??2/0 CA",80,80]
[null,79]
[null,78]
[null,77]
[null,76]
[null,75,75]
[null,74]
[null,73]
[null,72]
[null,71]
[null,70,70]
[null,69]
[null,68]
[null,67]
[null,66]
[null,65,65]
[null,64]
[null,63]
[null,62]
[null,61]
[null,60,60]
[null,59]
[null,58]
[null,57]
[null,56]
[null,55,55]
[null,54]
[null,53]
[null,52]
[null,51]
[null,50,50]
[null,49]
[null,48]
[null,47]
[null,46]
[null,45,45]
[null,44]
[null,43]
[null,42]
[null,41]
[null,40,40]
[null,39]
[null,38]
[null,37]
[null,36]
[null,35,35]
[null,34]
[null,33]
[null,32]
[null,31]
[null,30,30]
[null,29]
[null,28]
[null,27]
[null,26]
[null,25,25]
[null,24]
[null,23]
[null,22]
[null,21]
[null,20,20]
[null,19]
[null,18]
[null,17]
[null,16]
[null,15,15]
[null,14]
[null,13]
[null,12]
[null,11]
[null,10,10]
[null,9]
[null,8]
[null,7]
[null,6]
[null,5,5]
[null,4]
[null,3]
[null,2]
[null,1]
[null,0,0,1,2,3,4,5,6,7,8,9,10,11,12,13,14,15,16,17,18,19,20,21,22,23,24,25,26,27,28,29,30,31,32,33,34,35,36,37,38,39,40,41,42,43,44,45,46,47,48,49,50,51,52,53,54,55,56,57,58,59,60,61,62,63,64,65,66,67,68,69,70,71,72,73,74,75,76,77,78,79,80,81,82,83,84,85,86,87,88,89,90,91,92,93,94,95,96,97,98,99,100,101,102,103,104,105,106,107,108,109,110,111,112,113,114,115,116,117,118,119,120,121,122,123,124,125,126,127,128,129,130,131,132,133,134,135,136,137,138,139,140,141,142,143,144,145,146,147,148,149,150,151,152,153,154,155,156,157,158,159,160,161,162,163,164,165,166,167,168,169,170,171,172,173,174,175,176,177,178,179,180]
[null,null,0,5,null,null,null,null,10,null,null,null,null,15,null,null,null,null,20,null,null,null,null,25,null,null,null,null,30,null,null,null,null,35,null,null,null,null,40,null,null,null,null,45,null,null,null,null,50,null,null,null,null,55,null,null,null,null,60,null,null,null,null,65,null,null,null,null,70,null,null,null,null,75,null,null,null,null,80,null,null,null,null,85,null,null,null,null,90,null,null,null,null,95,null,null,null,null,100,null,null,null,null,105,null,null,null,null,110,null,null,null,null,115,null,null,null,null,120,null,null,null,null,125,null,null,null,null,130,null,null,null,null,135,null,null,null,null,140,null,null,null,null,145,null,null,null,null,150,null,null,null,null,155,null,null,null,null,160,null,null,null,null,165,null,null,null,null,170,null,null,null,null,175,null,null,null,null,180]
["??3/0 CA",80,80]
[null,79]
[null,78]
[null,77]
[null,76]
[null,75,75]
[null,74]
[null,73]
[null,72]
[null,71]
[null,70,70]
[null,69]
[null,68]
[null,67]
[null,66]
[null,65,65]
[null,64]
[null,63]
[null,62]
[null,61]
[null,60,60]
[null,59]
[null,58]
[null,57]
[null,56]
[null,55,55]
[null,54]
[null,53]
[null,52]
[null,51]
[null,50,50]
[null,49]
[null,48]
[null,47]
[null,46]
[null,45,45]
[null,44]
[null,43]
[null,42]
[null,41]
[null,40,40]
[null,39]
[null,38]
[null,37]
[null,36]
[null,35,35]
[null,34]
[null,33]
[null,32]
[null,31]
[null,30,30]
[null,29]
[null,28]
[null,27]
[null,26]
[null,25,25]
[null,24]
[null,23]
[null,22]
[null,21]
[null,20,20]
[null,19]
[null,18]
[null,17]
[null,16]
[null,15,15]
[null,14]
[null,13]
[null,12]
[null,11]
[null,10,10]
[null,9]
[null,8]
[null,7]
[null,6]
[null,5,5]
[null,4]
[null,3]
[null,2]
[null,1]
[null,0,0,1,2,3,4,5,6,7,8,9,10,11,12,13,14,15,16,17,18,19,20,21,22,23,24,25,26,27,28,29,30,31,32,33,34,35,36,37,38,39,40,41,42,43,44,45,46,47,48,49,50,51,52,53,54,55,56,57,58,59,60,61,62,63,64,65,66,67,68,69,70,71,72,73,74,75,76,77,78,79,80,81,82,83,84,85,86,87,88,89,90,91,92,93,94,95,96,97,98,99,100,101,102,103,104,105,106,107,108,109,110,111,112,113,114,115,116,117,118,119,120,121,122,123,124,125,126,127,128,129,130,131,132,133,134,135,136,137,138,139,140,141,142,143,144,145,146,147,148,149,150,151,152,153,154,155,156,157,158,159,160,161,162,163,164,165,166,167,168,169,170,171,172,173,174,175,176,177,178,179,180]
[null,null,0,5,null,null,null,null,10,null,null,null,null,15,null,null,null,null,20,null,null,null,null,25,null,null,null,null,30,null,null,null,null,35,null,null,null,null,40,null,null,null,null,45,null,null,null,null,50,null,null,null,null,55,null,null,null,null,60,null,null,null,null,65,null,null,null,null,70,null,null,null,null,75,null,null,null,null,80,null,null,null,null,85,null,null,null,null,90,null,null,null,null,95,null,null,null,null,100,null,null,null,null,105,null,null,null,null,110,null,null,null,null,115,null,null,null,null,120,null,null,null,null,125,null,null,null,null,130,null,null,null,null,135,null,null,null,null,140,null,null,null,null,145,null,null,null,null,150,null,null,null,null,155,null,null,null,null,160,null,null,null,null,165,null,null,null,null,170,null,null,null,null,175,null,null,null,null,180]
["4/0 CA",80,80]
[null,79]
[null,78]
[null,77]
[null,76]
[null,75,75]
[null,74]
[null,73]
[null,72]
[null,71]
[null,70,70]
[null,69]
[null,68]
[null,67]
[null,66]
[null,65,65]
[null,64]
[null,63]
[null,62]
[null,61]
[null,60,60]
[null,59]
[null,58]
[null,57]
[null,56]
[null,55,55]
[null,54]
[null,53]
[null,52]
[null,51]
[null,50,50]
[null,49]
[null,48]
[null,47]
[null,46]
[null,45,45]
[null,44]
[null,43]
[null,42]
[null,41]
[null,40,40]
[null,39]
[null,38]
[null,37]
[null,36]
[null,35,35]
[null,34]
[null,33]
[null,32]
[null,31]
[null,30,30]
[null,29]
[null,28]
[null,27]
[null,26]
[null,25,25]
[null,24]
[null,23]
[null,22]
[null,21]
[null,20,20]
[null,19]
[null,18]
[null,17]
[null,16]
[null,15,15]
[null,14]
[null,13]
[null,12]
[null,11]
[null,10,10]
[null,9]
[null,8]
[null,7]
[null,6]
[null,5,5]
[null,4]
[null,3]
[null,2]
[null,1]
[null,0,0,1,2,3,4,5,6,7,8,9,10,11,12,13,14,15,16,17,18,19,20,21,22,23,24,25,26,27,28,29,30,31,32,33,34,35,36,37,38,39,40,41,42,43,44,45,46,47,48,49,50,51,52,53,54,55,56,57,58,59,60,61,62,63,64,65,66,67,68,69,70,71,72,73,74,75,76,77,78,79,80,81,82,83,84,85,86,87,88,89,90,91,92,93,94,95,96,97,98,99,100,101,102,103,104,105,106,107,108,109,110,111,112,113,114,115,116,117,118,119,120,121,122,123,124,125,126,127,128,129,130,131,132,133,134,135,136,137,138,139,140,141,142,143,144,145,146,147,148,149,150,151,152,153,154,155,156,157,158,159,160,161,162,163,164,165,166,167,168,169,170,171,172,173,174,175,176,177,178,179,180]
[null,null,0,5,null,null,null,null,10,null,null,null,null,15,null,null,null,null,20,null,null,null,null,25,null,null,null,null,30,null,null,null,null,35,null,null,null,null,40,null,null,null,null,45,null,null,null,null,50,null,null,null,null,55,null,null,null,null,60,null,null,null,null,65,null,null,null,null,70,null,null,null,null,75,null,null,null,null,80,null,null,null,null,85,null,null,null,null,90,null,null,null,null,95,null,null,null,null,100,null,null,null,null,105,null,null,null,null,110,null,null,null,null,115,null,null,null,null,120,null,null,null,null,125,null,null,null,null,130,null,null,null,null,135,null,null,null,null,140,null,null,null,null,145,null,null,null,null,150,null,null,null,null,155,null,null,null,null,160,null,null,null,null,165,null,null,null,null,170,null,null,null,null,175,null,null,null,null,180]
["336,4 CA",80,80]
[null,79]
[null,78]
[null,77]
[null,76]
[null,75,75]
[null,74]
[null,73]
[null,72]
[null,71]
[null,70,70]
[null,69]
[null,68]
[null,67]
[null,66]
[null,65,65]
[null,64]
[null,63]
[null,62]
[null,61]
[null,60,60]
[null,59]
[null,58]
[null,57]
[null,56]
[null,55,55]
[null,54]
[null,53]
[null,52]
[null,51]
[null,50,50]
[null,49]
[null,48]
[null,47]
[null,46]
[null,45,45]
[null,44]
[null,43]
[null,42]
[null,41]
[null,40,40]
[null,39]
[null,38]
[null,37]
[null,36]
[null,35,35]
[null,34]
[null,33]
[null,32]
[null,31]
[null,30,30]
[null,29]
[null,28]
[null,27]
[null,26]
[null,25,25]
[null,24]
[null,23]
[null,22]
[null,21]
[null,20,20]
[null,19]
[null,18]
[null,17]
[null,16]
[null,15,15]
[null,14]
[null,13]
[null,12]
[null,11]
[null,10,10]
[null,9]
[null,8]
[null,7]
[null,6]
[null,5,5]
[null,4]
[null,3]
[null,2]
[null,1]
[null,0,0,1,2,3,4,5,6,7,8,9,10,11,12,13,14,15,16,17,18,19,20,21,22,23,24,25,26,27,28,29,30,31,32,33,34,35,36,37,38,39,40,41,42,43,44,45,46,47,48,49,50,51,52,53,54,55,56,57,58,59,60,61,62,63,64,65,66,67,68,69,70,71,72,73,74,75,76,77,78,79,80,81,82,83,84,85,86,87,88,89,90,91,92,93,94,95,96,97,98,99,100,101,102,103,104,105,106,107,108,109,110,111,112,113,114,115,116,117,118,119,120,121,122,123,124,125,126,127,128,129,130,131,132,133,134,135,136,137,138,139,140,141,142,143,144,145,146,147,148,149,150,151,152,153,154,155,156,157,158,159,160,161,162,163,164,165,166,167,168,169,170,171,172,173,174,175,176,177,178,179,180]
[null,null,0,5,null,null,null,null,10,null,null,null,null,15,null,null,null,null,20,null,null,null,null,25,null,null,null,null,30,null,null,null,null,35,null,null,null,null,40,null,null,null,null,45,null,null,null,null,50,null,null,null,null,55,null,null,null,null,60,null,null,null,null,65,null,null,null,null,70,null,null,null,null,75,null,null,null,null,80,null,null,null,null,85,null,null,null,null,90,null,null,null,null,95,null,null,null,null,100,null,null,null,null,105,null,null,null,null,110,null,null,null,null,115,null,null,null,null,120,null,null,null,null,125,null,null,null,null,130,null,null,null,null,135,null,null,null,null,140,null,null,null,null,145,null,null,null,null,150,null,null,null,null,155,null,null,null,null,160,null,null,null,null,165,null,null,null,null,170,null,null,null,null,175,null,null,null,null,180]
["??4 CAA",80,80]
[null,79]
[null,78]
[null,77]
[null,76]
[null,75,75]
[null,74]
[null,73]
[null,72]
[null,71]
[null,70,70]
[null,69]
[null,68]
[null,67]
[null,66]
[null,65,65]
[null,64]
[null,63]
[null,62]
[null,61]
[null,60,60]
[null,59]
[null,58]
[null,57]
[null,56]
[null,55,55]
[null,54]
[null,53]
[null,52]
[null,51]
[null,50,50]
[null,49]
[null,48]
[null,47]
[null,46]
[null,45,45]
[null,44]
[null,43]
[null,42]
[null,41]
[null,40,40]
[null,39]
[null,38]
[null,37]
[null,36]
[null,35,35]
[null,34]
[null,33]
[null,32]
[null,31]
[null,30,30]
[null,29]
[null,28]
[null,27]
[null,26]
[null,25,25]
[null,24]
[null,23]
[null,22]
[null,21]
[null,20,20]
[null,19]
[null,18]
[null,17]
[null,16]
[null,15,15]
[null,14]
[null,13]
[null,12]
[null,11]
[null,10,10]
[null,9]
[null,8]
[null,7]
[null,6]
[null,5,5]
[null,4]
[null,3]
[null,2]
[null,1]
[null,0,null,1,2,3,4,5,6,7,8,9,10,11,12,13,14,15,16,17,18,19,20,21,22,23,24,25,26,27,28,29,30,31,32,33,34,35,36,37,38,39,40,41,42,43,44,45,46,47,48,49,50,51,52,53,54,55,56,57,58,59,60,61,62,63,64,65,66,67,68,69,70,71,72,73,74,75,76,77,78,79,80,81,82,83,84,85,86,87,88,89,90,91,92,93,94,95,96,97,98,99,100,101,102,103,104,105,106,107,108,109,110,111,112,113,114,115,116,117,118,119,120,121,122,123,124,125,126,127,128,129,130,131,132,133,134,135,136,137,138,139,140,141,142,143,144,145,146,147,148,149,150,151,152,153,154,155,156,157,158,159,160,161,162,163,164,165,166,167,168,169,170,171,172,173,174,175,176,177,178,179,180]
[null,null,null,5,null,null,null,null,10,null,null,null,null,15,null,null,null,null,20,null,null,null,null,25,null,null,null,null,30,null,null,null,null,35,null,null,null,null,40,null,null,null,null,45,null,null,null,null,50,null,null,null,null,55,null,null,null,null,60,null,null,null,null,65,null,null,null,null,70,null,null,null,null,75,null,null,null,null,80,null,null,null,null,85,null,null,null,null,90,null,null,null,null,95,null,null,null,null,100,null,null,null,null,105,null,null,null,null,110,null,null,null,null,115,null,null,null,null,120,null,null,null,null,125,null,null,null,null,130,null,null,null,null,135,null,null,null,null,140,null,null,null,null,145,null,null,null,null,150,null,null,null,null,155,null,null,null,null,160,null,null,null,null,165,null,null,null,null,170,null,null,null,null,175,null,null,null,null,180]
["??2 CAA",80,80]
[null,79]
[null,78]
[null,77]
[null,76]
[null,75,75]
[null,74]
[null,73]
[null,72]
[null,71]
[null,70,70]
[null,69]
[null,68]
[null,67]
[null,66]
[null,65,65]
[null,64]
[null,63]
[null,62]
[null,61]
[null,60,60]
[null,59]
[null,58]
[null,57]
[null,56]
[null,55,55]
[null,54]
[null,53]
[null,52]
[null,51]
[null,50,50]
[null,49]
[null,48]
[null,47]
[null,46]
[null,45,45]
[null,44]
[null,43]
[null,42]
[null,41]
[null,40,40]
[null,39]
[null,38]
[null,37]
[null,36]
[null,35,35]
[null,34]
[null,33]
[null,32]
[null,31]
[null,30,30]
[null,29]
[null,28]
[null,27]
[null,26]
[null,25,25]
[null,24]
[null,23]
[null,22]
[null,21]
[null,20,20]
[null,19]
[null,18]
[null,17]
[null,16]
[null,15,15]
[null,14]
[null,13]
[null,12]
[null,11]
[null,10,10]
[null,9]
[null,8]
[null,7]
[null,6]
[null,5,5]
[null,4]
[null,3]
[null,2]
[null,1]
[null,0,null,1,2,3,4,5,6,7,8,9,10,11,12,13,14,15,16,17,18,19,20,21,22,23,24,25,26,27,28,29,30,31,32,33,34,35,36,37,38,39,40,41,42,43,44,45,46,47,48,49,50,51,52,53,54,55,56,57,58,59,60,61,62,63,64,65,66,67,68,69,70,71,72,73,74,75,76,77,78,79,80,81,82,83,84,85,86,87,88,89,90,91,92,93,94,95,96,97,98,99,100,101,102,103,104,105,106,107,108,109,110,111,112,113,114,115,116,117,118,119,120,121,122,123,124,125,126,127,128,129,130,131,132,133,134,135,136,137,138,139,140,141,142,143,144,145,146,147,148,149,150,151,152,153,154,155,156,157,158,159,160,161,162,163,164,165,166,167,168,169,170,171,172,173,174,175,176,177,178,179,180]
[null,null,null,5,null,null,null,null,10,null,null,null,null,15,null,null,null,null,20,null,null,null,null,25,null,null,null,null,30,null,null,null,null,35,null,null,null,null,40,null,null,null,null,45,null,null,null,null,50,null,null,null,null,55,null,null,null,null,60,null,null,null,null,65,null,null,null,null,70,null,null,null,null,75,null,null,null,null,80,null,null,null,null,85,null,null,null,null,90,null,null,null,null,95,null,null,null,null,100,null,null,null,null,105,null,null,null,null,110,null,null,null,null,115,null,null,null,null,120,null,null,null,null,125,null,null,null,null,130,null,null,null,null,135,null,null,null,null,140,null,null,null,null,145,null,null,null,null,150,null,null,null,null,155,null,null,null,null,160,null,null,null,null,165,null,null,null,null,170,null,null,null,null,175,null,null,null,null,180]
["??1/0 CAA",80,80]
[null,79]
[null,78]
[null,77]
[null,76]
[null,75,75]
[null,74]
[null,73]
[null,72]
[null,71]
[null,70,70]
[null,69]
[null,68]
[null,67]
[null,66]
[null,65,65]
[null,64]
[null,63]
[null,62]
[null,61]
[null,60,60]
[null,59]
[null,58]
[null,57]
[null,56]
[null,55,55]
[null,54]
[null,53]
[null,52]
[null,51]
[null,50,50]
[null,49]
[null,48]
[null,47]
[null,46]
[null,45,45]
[null,44]
[null,43]
[null,42]
[null,41]
[null,40,40]
[null,39]
[null,38]
[null,37]
[null,36]
[null,35,35]
[null,34]
[null,33]
[null,32]
[null,31]
[null,30,30]
[null,29]
[null,28]
[null,27]
[null,26]
[null,25,25]
[null,24]
[null,23]
[null,22]
[null,21]
[null,20,20]
[null,19]
[null,18]
[null,17]
[null,16]
[null,15,15]
[null,14]
[null,13]
[null,12]
[null,11]
[null,10,10]
[null,9]
[null,8]
[null,7]
[null,6]
[null,5,5]
[null,4]
[null,3]
[null,2]
[null,1]
[null,0,null,1,2,3,4,5,6,7,8,9,10,11,12,13,14,15,16,17,18,19,20,21,22,23,24,25,26,27,28,29,30,31,32,33,34,35,36,37,38,39,40,41,42,43,44,45,46,47,48,49,50,51,52,53,54,55,56,57,58,59,60,61,62,63,64,65,66,67,68,69,70,71,72,73,74,75,76,77,78,79,80,81,82,83,84,85,86,87,88,89,90,91,92,93,94,95,96,97,98,99,100,101,102,103,104,105,106,107,108,109,110,111,112,113,114,115,116,117,118,119,120,121,122,123,124,125,126,127,128,129,130,131,132,133,134,135,136,137,138,139,140,141,142,143,144,145,146,147,148,149,150,151,152,153,154,155,156,157,158,159,160,161,162,163,164,165,166,167,168,169,170,171,172,173,174,175,176,177,178,179,180]
[null,null,null,5,null,null,null,null,10,null,null,null,null,15,null,null,null,null,20,null,null,null,null,25,null,null,null,null,30,null,null,null,null,35,null,null,null,null,40,null,null,null,null,45,null,null,null,null,50,null,null,null,null,55,null,null,null,null,60,null,null,null,null,65,null,null,null,null,70,null,null,null,null,75,null,null,null,null,80,null,null,null,null,85,null,null,null,null,90,null,null,null,null,95,null,null,null,null,100,null,null,null,null,105,null,null,null,null,110,null,null,null,null,115,null,null,null,null,120,null,null,null,null,125,null,null,null,null,130,null,null,null,null,135,null,null,null,null,140,null,null,null,null,145,null,null,null,null,150,null,null,null,null,155,null,null,null,null,160,null,null,null,null,165,null,null,null,null,170,null,null,null,null,175,null,null,null,null,180]
["??2/0 CAA",80,80]
[null,79]
[null,78]
[null,77]
[null,76]
[null,75,75]
[null,74]
[null,73]
[null,72]
[null,71]
[null,70,70]
[null,69]
[null,68]
[null,67]
[null,66]
[null,65,65]
[null,64]
[null,63]
[null,62]
[null,61]
[null,60,60]
[null,59]
[null,58]
[null,57]
[null,56]
[null,55,55]
[null,54]
[null,53]
[null,52]
[null,51]
[null,50,50]
[null,49]
[null,48]
[null,47]
[null,46]
[null,45,45]
[null,44]
[null,43]
[null,42]
[null,41]
[null,40,40]
[null,39]
[null,38]
[null,37]
[null,36]
[null,35,35]
[null,34]
[null,33]
[null,32]
[null,31]
[null,30,30]
[null,29]
[null,28]
[null,27]
[null,26]
[null,25,25]
[null,24]
[null,23]
[null,22]
[null,21]
[null,20,20]
[null,19]
[null,18]
[null,17]
[null,16]
[null,15,15]
[null,14]
[null,13]
[null,12]
[null,11]
[null,10,10]
[null,9]
[null,8]
[null,7]
[null,6]
[null,5,5]
[null,4]
[null,3]
[null,2]
[null,1]
[null,0,null,1,2,3,4,5,6,7,8,9,10,11,12,13,14,15,16,17,18,19,20,21,22,23,24,25,26,27,28,29,30,31,32,33,34,35,36,37,38,39,40,41,42,43,44,45,46,47,48,49,50,51,52,53,54,55,56,57,58,59,60,61,62,63,64,65,66,67,68,69,70,71,72,73,74,75,76,77,78,79,80,81,82,83,84,85,86,87,88,89,90,91,92,93,94,95,96,97,98,99,100,101,102,103,104,105,106,107,108,109,110,111,112,113,114,115,116,117,118,119,120,121,122,123,124,125,126,127,128,129,130,131,132,133,134,135,136,137,138,139,140,141,142,143,144,145,146,147,148,149,150,151,152,153,154,155,156,157,158,159,160,161,162,163,164,165,166,167,168,169,170,171,172,173,174,175,176,177,178,179,180]
[null,null,null,5,null,null,null,null,10,null,null,null,null,15,null,null,null,null,20,null,null,null,null,25,null,null,null,null,30,null,null,null,null,35,null,null,null,null,40,null,null,null,null,45,null,null,null,null,50,null,null,null,null,55,null,null,null,null,60,null,null,null,null,65,null,null,null,null,70,null,null,null,null,75,null,null,null,null,80,null,null,null,null,85,null,null,null,null,90,null,null,null,null,95,null,null,null,null,100,null,null,null,null,105,null,null,null,null,110,null,null,null,null,115,null,null,null,null,120,null,null,null,null,125,null,null,null,null,130,null,null,null,null,135,null,null,null,null,140,null,null,null,null,145,null,null,null,null,150,null,null,null,null,155,null,null,null,null,160,null,null,null,null,165,null,null,null,null,170,null,null,null,null,175,null,null,null,null,180]
["??3/0 CAA",80,80]
[null,79]
[null,78]
[null,77]
[null,76]
[null,75,75]
[null,74]
[null,73]
[null,72]
[null,71]
[null,70,70]
[null,69]
[null,68]
[null,67]
[null,66]
[null,65,65]
[null,64]
[null,63]
[null,62]
[null,61]
[null,60,60]
[null,59]
[null,58]
[null,57]
[null,56]
[null,55,55]
[null,54]
[null,53]
[null,52]
[null,51]
[null,50,50]
[null,49]
[null,48]
[null,47]
[null,46]
[null,45,45]
[null,44]
[null,43]
[null,42]
[null,41]
[null,40,40]
[null,39]
[null,38]
[null,37]
[null,36]
[null,35,35]
[null,34]
[null,33]
[null,32]
[null,31]
[null,30,30]
[null,29]
[null,28]
[null,27]
[null,26]
[null,25,25]
[null,24]
[null,23]
[null,22]
[null,21]
[null,20,20]
[null,19]
[null,18]
[null,17]
[null,16]
[null,15,15]
[null,14]
[null,13]
[null,12]
[null,11]
[null,10,10]
[null,9]
[null,8]
[null,7]
[null,6]
[null,5,5]
[null,4]
[null,3]
[null,2]
[null,1]
[null,0,null,1,2,3,4,5,6,7,8,9,10,11,12,13,14,15,16,17,18,19,20,21,22,23,24,25,26,27,28,29,30,31,32,33,34,35,36,37,38,39,40,41,42,43,44,45,46,47,48,49,50,51,52,53,54,55,56,57,58,59,60,61,62,63,64,65,66,67,68,69,70,71,72,73,74,75,76,77,78,79,80,81,82,83,84,85,86,87,88,89,90,91,92,93,94,95,96,97,98,99,100,101,102,103,104,105,106,107,108,109,110,111,112,113,114,115,116,117,118,119,120,121,122,123,124,125,126,127,128,129,130,131,132,133,134,135,136,137,138,139,140,141,142,143,144,145,146,147,148,149,150,151,152,153,154,155,156,157,158,159,160,161,162,163,164,165,166,167,168,169,170,171,172,173,174,175,176,177,178,179,180]
[null,null,null,5,null,null,null,null,10,null,null,null,null,15,null,null,null,null,20,null,null,null,null,25,null,null,null,null,30,null,null,null,null,35,null,null,null,null,40,null,null,null,null,45,null,null,null,null,50,null,null,null,null,55,null,null,null,null,60,null,null,null,null,65,null,null,null,null,70,null,null,null,null,75,null,null,null,null,80,null,null,null,null,85,null,null,null,null,90,null,null,null,null,95,null,null,null,null,100,null,null,null,null,105,null,null,null,null,110,null,null,null,null,115,null,null,null,null,120,null,null,null,null,125,null,null,null,null,130,null,null,null,null,135,null,null,null,null,140,null,null,null,null,145,null,null,null,null,150,null,null,null,null,155,null,null,null,null,160,null,null,null,null,165,null,null,null,null,170,null,null,null,null,175,null,null,null,null,180]
["??4/0 CAA",80,80]
[null,79]
[null,78]
[null,77]
[null,76]
[null,75,75]
[null,74]
[null,73]
[null,72]
[null,71]
[null,70,70]
[null,69]
[null,68]
[null,67]
[null,66]
[null,65,65]
[null,64]
[null,63]
[null,62]
[null,61]
[null,60,60]
[null,59]
[null,58]
[null,57]
[null,56]
[null,55,55]
[null,54]
[null,53]
[null,52]
[null,51]
[null,50,50]
[null,49]
[null,48]
[null,47]
[null,46]
[null,45,45]
[null,44]
[null,43]
[null,42]
[null,41]
[null,40,40]
[null,39]
[null,38]
[null,37]
[null,36]
[null,35,35]
[null,34]
[null,33]
[null,32]
[null,31]
[null,30,30]
[null,29]
[null,28]
[null,27]
[null,26]
[null,25,25]
[null,24]
[null,23]
[null,22]
[null,21]
[null,20,20]
[null,19]
[null,18]
[null,17]
[null,16]
[null,15,15]
[null,14]
[null,13]
[null,12]
[null,11]
[null,10,10]
[null,9]
[null,8]
[null,7]
[null,6]
[null,5,5]
[null,4]
[null,3]
[null,2]
[null,1]
[null,0,null,1,2,3,4,5,6,7,8,9,10,11,12,13,14,15,16,17,18,19,20,21,22,23,24,25,26,27,28,29,30,31,32,33,34,35,36,37,38,39,40,41,42,43,44,45,46,47,48,49,50,51,52,53,54,55,56,57,58,59,60,61,62,63,64,65,66,67,68,69,70,71,72,73,74,75,76,77,78,79,80,81,82,83,84,85,86,87,88,89,90,91,92,93,94,95,96,97,98,99,100,101,102,103,104,105,106,107,108,109,110,111,112,113,114,115,116,117,118,119,120,121,122,123,124,125,126,127,128,129,130,131,132,133,134,135,136,137,138,139,140,141,142,143,144,145,146,147,148,149,150,151,152,153,154,155,156,157,158,159,160,161,162,163,164,165,166,167,168,169,170,171,172,173,174,175,176,177,178,179,180]
[null,null,null,5,null,null,null,null,10,null,null,null,null,15,null,null,null,null,20,null,null,null,null,25,null,null,null,null,30,null,null,null,null,35,null,null,null,null,40,null,null,null,null,45,null,null,null,null,50,null,null,null,null,55,null,null,null,null,60,null,null,null,null,65,null,null,null,null,70,null,null,null,null,75,null,null,null,null,80,null,null,null,null,85,null,null,null,null,90,null,null,null,null,95,null,null,null,null,100,null,null,null,null,105,null,null,null,null,110,null,null,null,null,115,null,null,null,null,120,null,null,null,null,125,null,null,null,null,130,null,null,null,null,135,null,null,null,null,140,null,null,null,null,145,null,null,null,null,150,null,null,null,null,155,null,null,null,null,160,null,null,null,null,165,null,null,null,null,170,null,null,null,null,175,null,null,null,null,180]
["??336,4 CAA (LINNET)",80,80]
[null,79]
[null,78]
[null,77]
[null,76]
[null,75,75]
[null,74]
[null,73]
[null,72]
[null,71]
[null,70,70]
[null,69]
[null,68]
[null,67]
[null,66]
[null,65,65]
[null,64]
[null,63]
[null,62]
[null,61]
[null,60,60]
[null,59]
[null,58]
[null,57]
[null,56]
[null,55,55]
[null,54]
[null,53]
[null,52]
[null,51]
[null,50,50]
[null,49]
[null,48]
[null,47]
[null,46]
[null,45,45]
[null,44]
[null,43]
[null,42]
[null,41]
[null,40,40]
[null,39]
[null,38]
[null,37]
[null,36]
[null,35,35]
[null,34]
[null,33]
[null,32]
[null,31]
[null,30,30]
[null,29]
[null,28]
[null,27]
[null,26]
[null,25,25]
[null,24]
[null,23]
[null,22]
[null,21]
[null,20,20]
[null,19]
[null,18]
[null,17]
[null,16]
[null,15,15]
[null,14]
[null,13]
[null,12]
[null,11]
[null,10,10]
[null,9]
[null,8]
[null,7]
[null,6]
[null,5,5]
[null,4]
[null,3]
[null,2]
[null,1]
[null,0,null,1,2,3,4,5,6,7,8,9,10,11,12,13,14,15,16,17,18,19,20,21,22,23,24,25,26,27,28,29,30,31,32,33,34,35,36,37,38,39,40,41,42,43,44,45,46,47,48,49,50,51,52,53,54,55,56,57,58,59,60,61,62,63,64,65,66,67,68,69,70,71,72,73,74,75,76,77,78,79,80,81,82,83,84,85,86,87,88,89,90,91,92,93,94,95,96,97,98,99,100,101,102,103,104,105,106,107,108,109,110,111,112,113,114,115,116,117,118,119,120,121,122,123,124,125,126,127,128,129,130,131,132,133,134,135,136,137,138,139,140,141,142,143,144,145,146,147,148,149,150,151,152,153,154,155,156,157,158,159,160,161,162,163,164,165,166,167,168,169,170,171,172,173,174,175,176,177,178,179,180]
[null,null,null,5,null,null,null,null,10,null,null,null,null,15,null,null,null,null,20,null,null,null,null,25,null,null,null,null,30,null,null,null,null,35,null,null,null,null,40,null,null,null,null,45,null,null,null,null,50,null,null,null,null,55,null,null,null,null,60,null,null,null,null,65,null,null,null,null,70,null,null,null,null,75,null,null,null,null,80,null,null,null,null,85,null,null,null,null,90,null,null,null,null,95,null,null,null,null,100,null,null,null,null,105,null,null,null,null,110,null,null,null,null,115,null,null,null,null,120,null,null,null,null,125,null,null,null,null,130,null,null,null,null,135,null,null,null,null,140,null,null,null,null,145,null,null,null,null,150,null,null,null,null,155,null,null,null,null,160,null,null,null,null,165,null,null,null,null,170,null,null,null,null,175,null,null,null,null,180]
["??336,4 CAA (ORIOLE)",80,80]
[null,79]
[null,78]
[null,77]
[null,76]
[null,75,75]
[null,74]
[null,73]
[null,72]
[null,71]
[null,70,70]
[null,69]
[null,68]
[null,67]
[null,66]
[null,65,65]
[null,64]
[null,63]
[null,62]
[null,61]
[null,60,60]
[null,59]
[null,58]
[null,57]
[null,56]
[null,55,55]
[null,54]
[null,53]
[null,52]
[null,51]
[null,50,50]
[null,49]
[null,48]
[null,47]
[null,46]
[null,45,45]
[null,44]
[null,43]
[null,42]
[null,41]
[null,40,40]
[null,39]
[null,38]
[null,37]
[null,36]
[null,35,35]
[null,34]
[null,33]
[null,32]
[null,31]
[null,30,30]
[null,29]
[null,28]
[null,27]
[null,26]
[null,25,25]
[null,24]
[null,23]
[null,22]
[null,21]
[null,20,20]
[null,19]
[null,18]
[null,17]
[null,16]
[null,15,15]
[null,14]
[null,13]
[null,12]
[null,11]
[null,10,10]
[null,9]
[null,8]
[null,7]
[null,6]
[null,5,5]
[null,4]
[null,3]
[null,2]
[null,1]
[null,0,null,1,2,3,4,5,6,7,8,9,10,11,12,13,14,15,16,17,18,19,20,21,22,23,24,25,26,27,28,29,30,31,32,33,34,35,36,37,38,39,40,41,42,43,44,45,46,47,48,49,50,51,52,53,54,55,56,57,58,59,60,61,62,63,64,65,66,67,68,69,70,71,72,73,74,75,76,77,78,79,80,81,82,83,84,85,86,87,88,89,90,91,92,93,94,95,96,97,98,99,100,101,102,103,104,105,106,107,108,109,110,111,112,113,114,115,116,117,118,119,120,121,122,123,124,125,126,127,128,129,130,131,132,133,134,135,136,137,138,139,140,141,142,143,144,145,146,147,148,149,150,151,152,153,154,155,156,157,158,159,160,161,162,163,164,165,166,167,168,169,170,171,172,173,174,175,176,177,178,179,180]
[null,null,null,5,null,null,null,null,10,null,null,null,null,15,null,null,null,null,20,null,null,null,null,25,null,null,null,null,30,null,null,null,null,35,null,null,null,null,40,null,null,null,null,45,null,null,null,null,50,null,null,null,null,55,null,null,null,null,60,null,null,null,null,65,null,null,null,null,70,null,null,null,null,75,null,null,null,null,80,null,null,null,null,85,null,null,null,null,90,null,null,null,null,95,null,null,null,null,100,null,null,null,null,105,null,null,null,null,110,null,null,null,null,115,null,null,null,null,120,null,null,null,null,125,null,null,null,null,130,null,null,null,null,135,null,null,null,null,140,null,null,null,null,145,null,null,null,null,150,null,null,null,null,155,null,null,null,null,160,null,null,null,null,165,null,null,null,null,170,null,null,null,null,175,null,null,null,null,180]
["??3336,4 CAA (MERLIN)",80,80]
[null,79]
[null,78]
[null,77]
[null,76]
[null,75,75]
[null,74]
[null,73]
[null,72]
[null,71]
[null,70,70]
[null,69]
[null,68]
[null,67]
[null,66]
[null,65,65]
[null,64]
[null,63]
[null,62]
[null,61]
[null,60,60]
[null,59]
[null,58]
[null,57]
[null,56]
[null,55,55]
[null,54]
[null,53]
[null,52]
[null,51]
[null,50,50]
[null,49]
[null,48]
[null,47]
[null,46]
[null,45,45]
[null,44]
[null,43]
[null,42]
[null,41]
[null,40,40]
[null,39]
[null,38]
[null,37]
[null,36]
[null,35,35]
[null,34]
[null,33]
[null,32]
[null,31]
[null,30,30]
[null,29]
[null,28]
[null,27]
[null,26]
[null,25,25]
[null,24]
[null,23]
[null,22]
[null,21]
[null,20,20]
[null,19]
[null,18]
[null,17]
[null,16]
[null,15,15]
[null,14]
[null,13]
[null,12]
[null,11]
[null,10,10]
[null,9]
[null,8]
[null,7]
[null,6]
[null,5,5]
[null,4]
[null,3]
[null,2]
[null,1]
[null,0,null,1,2,3,4,5,6,7,8,9,10,11,12,13,14,15,16,17,18,19,20,21,22,23,24,25,26,27,28,29,30,31,32,33,34,35,36,37,38,39,40,41,42,43,44,45,46,47,48,49,50,51,52,53,54,55,56,57,58,59,60,61,62,63,64,65,66,67,68,69,70,71,72,73,74,75,76,77,78,79,80,81,82,83,84,85,86,87,88,89,90,91,92,93,94,95,96,97,98,99,100,101,102,103,104,105,106,107,108,109,110,111,112,113,114,115,116,117,118,119,120,121,122,123,124,125,126,127,128,129,130,131,132,133,134,135,136,137,138,139,140,141,142,143,144,145,146,147,148,149,150,151,152,153,154,155,156,157,158,159,160,161,162,163,164,165,166,167,168,169,170,171,172,173,174,175,176,177,178,179,180]
[null,null,null,5,null,null,null,null,10,null,null,null,null,15,null,null,null,null,20,null,null,null,null,25,null,null,null,null,30,null,null,null,null,35,null,null,null,null,40,null,null,null,null,45,null,null,null,null,50,null,null,null,null,55,null,null,null,null,60,null,null,null,null,65,null,null,null,null,70,null,null,null,null,75,null,null,null,null,80,null,null,null,null,85,null,null,null,null,90,null,null,null,null,95,null,null,null,null,100,null,null,null,null,105,null,null,null,null,110,null,null,null,null,115,null,null,null,null,120,null,null,null,null,125,null,null,null,null,130,null,null,null,null,135,null,null,null,null,140,null,null,null,null,145,null,null,null,null,150,null,null,null,null,155,null,null,null,null,160,null,null,null,null,165,null,null,null,null,170,null,null,null,null,175,null,null,null,null,180]

{"sheet":"Estrut_Urbana_25KV","index":21,"n_rows":1320,"n_cols":183,"rows_kept":1320,"cut":false,"hidden":false,"merged":[[1314,118,1314,122],[1314,93,1314,97],[1314,3,1314,7],[1314,8,1314,12],[1293,2,1297,2],[1314,98,1314,102],[1314,113,1314,117],[1314,178,1314,182],[1314,133,1314,137],[1314,138,1314,142],[1314,143,1314,147],[1314,148,1314,152],[1314,163,1314,167],[1314,158,1314,162],[1314,123,1314,127],[1314,128,1314,132],[1314,173,1314,177],[1314,168,1314,172],[1314,153,1314,157],[1232,173,1232,177],[1232,178,1232,182],[1232,143,1232,147],[1232,148,1232,152],[1232,153,1232,157],[1232,158,1232,162],[1232,163,1232,167],[1232,168,1232,172],[1268,2,1272,2],[1232,88,1232,92],[1232,93,1232,97],[1232,118,1232,122],[1232,138,1232,142],[1232,123,1232,127],[1232,128,1232,132],[1263,2,1267,2],[1232,78,1232,82],[1232,3,1232,7],[1232,8,1232,12],[1232,43,1232,47],[1232,48,1232,52],[1232,73,1232,77],[1232,133,1232,137],[1233,183,1314,183],[1238,2,1242,2],[1243,2,1247,2],[1248,2,1252,2],[1253,2,1257,2],[1258,2,1262,2],[1283,2,1287,2],[1314,73,1314,77],[1303,2,1307,2],[1298,2,1302,2],[1308,2,1312,2],[1314,53,1314,57],[1314,58,1314,62],[1314,63,1314,67],[1314,68,1314,72],[1288,2,1292,2],[1314,33,1314,37],[1314,38,1314,42],[1314,18,1314,22],[1273,2,1277,2],[1278,2,1282,2],[1314,88,1314,92],[1314,78,1314,82],[1314,103,1314,107],[1233,0,1314,0],[1233,2,1237,2],[1314,23,1314,27],[1314,28,1314,32],[1314,13,1314,17],[1314,83,1314,87],[1314,43,1314,47],[1314,48,1314,52],[1232,113,1232,117],[1232,98,1232,102],[1232,53,1232,57],[1232,58,1232,62],[1232,63,1232,67],[1232,68,1232,72],[1232,103,1232,107],[1232,108,1232,112],[1232,83,1232,87],[1232,23,1232,27],[1232,28,1232,32],[1232,33,1232,37],[1232,38,1232,42],[1314,108,1314,112],[1151,0,1232,0],[1151,2,1155,2],[1069,0,1150,0],[1069,2,1073,2],[1094,2,1098,2],[1099,2,1103,2],[1119,2,1123,2],[1114,2,1118,2],[1129,2,1133,2],[1104,2,1108,2],[1109,2,1113,2],[1124,2,1128,2],[1134,2,1138,2],[1139,2,1143,2],[1144,2,1148,2],[1151,183,1232,183],[1156,2,1160,2],[1161,2,1165,2],[1166,2,1170,2],[1171,2,1175,2],[1176,2,1180,2],[1181,2,1185,2],[1201,2,1205,2],[1150,148,1150,152],[1150,118,1150,122],[1150,123,1150,127],[1150,138,1150,142],[1150,143,1150,147],[1150,128,1150,132],[1150,73,1150,77],[1150,68,1150,72],[1150,93,1150,97],[1150,58,1150,62],[1150,63,1150,67],[1186,2,1190,2],[1232,13,1232,17],[1232,18,1232,22],[1150,38,1150,42],[1150,43,1150,47],[1226,2,1230,2],[1191,2,1195,2],[1196,2,1200,2],[1206,2,1210,2],[1211,2,1215,2],[1216,2,1220,2],[1221,2,1225,2],[1150,8,1150,12],[1150,28,1150,32],[1150,33,1150,37],[1150,18,1150,22],[1074,2,1078,2],[1079,2,1083,2],[1084,2,1088,2],[1089,2,1093,2],[1069,183,1150,183],[1150,48,1150,52],[1150,153,1150,157],[1150,78,1150,82],[1150,83,1150,87],[1150,98,1150,102],[1150,133,1150,137],[1150,103,1150,107],[1150,88,1150,92],[1150,13,1150,17],[1150,23,1150,27],[1150,3,1150,7],[1150,113,1150,117],[1150,108,1150,112],[1150,53,1150,57],[987,183,1068,183],[1068,158,1068,162],[1068,163,1068,167],[1150,178,1150,182],[1150,158,1150,162],[1150,163,1150,167],[1150,168,1150,172],[1150,173,1150,177],[1068,168,1068,172],[1068,178,1068,182],[1068,103,1068,107],[1068,123,1068,127],[1007,2,1011,2],[1068,18,1068,22],[1068,43,1068,47],[1068,68,1068,72],[1068,58,1068,62],[1068,53,1068,57],[1068,8,1068,12],[1012,2,1016,2],[1022,2,1026,2],[1027,2,1031,2],[986,143,986,147],[986,163,986,167],[986,133,986,137],[986,123,986,127],[1068,173,1068,177],[1068,148,1068,152],[1068,153,1068,157],[1068,28,1068,32],[1068,23,1068,27],[1068,138,1068,142],[1068,63,1068,67],[1068,73,1068,77],[1068,48,1068,52],[1068,33,1068,37],[1068,38,1068,42],[1068,78,1068,82],[1068,83,1068,87],[1068,118,1068,122],[1068,143,1068,147],[1068,88,1068,92],[1068,93,1068,97],[1068,108,1068,112],[1068,113,1068,117],[1068,128,1068,132],[986,118,986,122],[986,138,986,142],[986,128,986,132],[986,98,986,102],[986,103,986,107],[986,88,986,92],[986,93,986,97],[1068,3,1068,7],[986,78,986,82],[986,83,986,87],[986,108,986,112],[986,113,986,117],[1068,133,1068,137],[1068,98,1068,102],[986,13,986,17],[1068,13,1068,17],[986,18,986,22],[986,73,986,77],[986,33,986,37],[986,38,986,42],[986,58,986,62],[986,53,986,57],[986,63,986,67],[986,48,986,52],[1002,2,1006,2],[986,8,986,12],[986,3,986,7],[987,0,1068,0],[987,2,991,2],[1037,2,1041,2],[1042,2,1046,2],[1047,2,1051,2],[997,2,1001,2],[1032,2,1036,2],[992,2,996,2],[1017,2,1021,2],[1062,2,1066,2],[1052,2,1056,2],[1057,2,1061,2],[986,23,986,27],[986,43,986,47],[986,28,986,32],[986,68,986,72],[905,0,986,0],[950,2,954,2],[955,2,959,2],[930,2,934,2],[935,2,939,2],[940,2,944,2],[945,2,949,2],[960,2,964,2],[970,2,974,2],[925,2,929,2],[905,2,909,2],[980,2,984,2],[975,2,979,2],[910,2,914,2],[915,2,919,2],[920,2,924,2],[965,2,969,2],[904,98,904,102],[822,173,822,177],[822,158,822,162],[822,163,822,167],[822,143,822,147],[904,143,904,147],[904,118,904,122],[904,123,904,127],[904,128,904,132],[904,133,904,137],[904,138,904,142],[822,138,822,142],[822,133,822,137],[822,123,822,127],[822,128,822,132],[905,183,986,183],[904,168,904,172],[986,178,986,182],[904,153,904,157],[904,158,904,162],[904,163,904,167],[904,178,904,182],[822,148,822,152],[822,153,822,157],[822,168,822,172],[823,183,904,183],[904,173,904,177],[904,148,904,152],[986,173,986,177],[741,183,822,183],[986,168,986,172],[986,148,986,152],[986,153,986,157],[986,158,986,162],[904,83,904,87],[904,88,904,92],[822,118,822,122],[822,83,822,87],[822,78,822,82],[904,63,904,67],[904,48,904,52],[904,73,904,77],[904,78,904,82],[904,68,904,72],[904,93,904,97],[822,68,822,72],[822,73,822,77],[822,88,822,92],[822,98,822,102],[822,103,822,107],[822,113,822,117],[822,93,822,97],[904,58,904,62],[822,58,822,62],[822,63,822,67],[904,103,904,107],[904,108,904,112],[904,113,904,117],[904,8,904,12],[888,2,892,2],[893,2,897,2],[863,2,867,2],[898,2,902,2],[904,3,904,7],[853,2,857,2],[904,53,904,57],[822,53,822,57],[904,33,904,37],[822,43,822,47],[822,38,822,42],[904,13,904,17],[822,18,822,22],[822,23,822,27],[822,28,822,32],[904,18,904,22],[904,23,904,27],[904,28,904,32],[822,33,822,37],[904,38,904,42],[904,43,904,47],[823,0,904,0],[823,2,827,2],[873,2,877,2],[878,2,882,2],[883,2,887,2],[828,2,832,2],[833,2,837,2],[838,2,842,2],[843,2,847,2],[868,2,872,2],[858,2,862,2],[848,2,852,2],[741,0,822,0],[741,2,745,2],[776,2,780,2],[822,178,822,182],[822,3,822,7],[822,8,822,12],[822,13,822,17],[822,48,822,52],[796,2,800,2],[801,2,805,2],[786,2,790,2],[761,2,765,2],[766,2,770,2],[771,2,775,2],[791,2,795,2],[816,2,820,2],[746,2,750,2],[751,2,755,2],[822,108,822,112],[756,2,760,2],[781,2,785,2],[806,2,810,2],[811,2,815,2],[740,178,740,182],[740,123,740,127],[740,128,740,132],[740,93,740,97],[740,98,740,102],[740,158,740,162],[740,43,740,47],[740,58,740,62],[740,48,740,52],[740,53,740,57],[740,68,740,72],[740,108,740,112],[740,168,740,172],[740,103,740,107],[740,138,740,142],[740,143,740,147],[740,118,740,122],[740,173,740,177],[740,148,740,152],[740,153,740,157],[740,133,740,137],[689,2,693,2],[694,2,698,2],[724,2,728,2],[729,2,733,2],[740,38,740,42],[658,123,658,127],[740,88,740,92],[740,8,740,12],[740,13,740,17],[699,2,703,2],[704,2,708,2],[740,18,740,22],[740,23,740,27],[740,3,740,7],[658,138,658,142],[740,83,740,87],[740,63,740,67],[740,73,740,77],[740,78,740,82],[658,173,658,177],[658,168,658,172],[658,163,658,167],[740,163,740,167],[740,113,740,117],[658,93,658,97],[658,143,658,147],[658,128,658,132],[658,133,658,137],[658,158,658,162],[658,153,658,157],[658,108,658,112],[658,113,658,117],[632,2,636,2],[637,2,641,2],[658,63,658,67],[592,2,596,2],[659,183,740,183],[664,2,668,2],[669,2,673,2],[674,2,678,2],[679,2,683,2],[684,2,688,2],[652,2,656,2],[658,3,658,7],[642,2,646,2],[647,2,651,2],[658,73,658,77],[658,78,658,82],[658,83,658,87],[658,148,658,152],[658,88,658,92],[658,98,658,102],[658,103,658,107],[658,118,658,122],[577,183,658,183],[658,178,658,182],[597,2,601,2],[576,23,576,27],[576,78,576,82],[576,83,576,87],[659,0,740,0],[659,2,663,2],[709,2,713,2],[714,2,718,2],[719,2,723,2],[734,2,738,2],[658,8,658,12],[658,68,658,72],[658,58,658,62],[658,48,658,52],[658,38,658,42],[658,28,658,32],[658,33,658,37],[658,13,658,17],[658,53,658,57],[577,0,658,0],[740,28,740,32],[740,33,740,37],[607,2,611,2],[617,2,621,2],[576,3,576,7],[576,8,576,12],[576,13,576,17],[587,2,591,2],[576,88,576,92],[576,48,576,52],[658,43,658,47],[577,2,581,2],[658,18,658,22],[658,23,658,27],[627,2,631,2],[576,33,576,37],[576,18,576,22],[622,2,626,2],[612,2,616,2],[576,58,576,62],[576,63,576,67],[576,68,576,72],[582,2,586,2],[602,2,606,2],[576,28,576,32],[576,53,576,57],[576,38,576,42],[576,43,576,47],[576,113,576,117],[576,128,576,132],[576,118,576,122],[494,148,494,152],[494,138,494,142],[494,143,494,147],[576,73,576,77],[576,108,576,112],[576,93,576,97],[576,98,576,102],[576,103,576,107],[494,163,494,167],[494,158,494,162],[495,183,576,183],[576,178,576,182],[576,123,576,127],[576,173,576,177],[576,133,576,137],[576,153,576,157],[576,158,576,162],[576,163,576,167],[576,148,576,152],[576,138,576,142],[576,143,576,147],[576,168,576,172],[570,2,574,2],[500,2,504,2],[505,2,509,2],[510,2,514,2],[494,8,494,12],[565,2,569,2],[494,13,494,17],[494,53,494,57],[494,88,494,92],[494,83,494,87],[560,2,564,2],[535,2,539,2],[540,2,544,2],[494,18,494,22],[494,23,494,27],[494,73,494,77],[494,58,494,62],[495,0,576,0],[495,2,499,2],[545,2,549,2],[550,2,554,2],[555,2,559,2],[520,2,524,2],[525,2,529,2],[494,78,494,82],[413,0,494,0],[494,68,494,72],[494,3,494,7],[494,63,494,67],[494,38,494,42],[494,43,494,47],[494,28,494,32],[494,33,494,37],[494,48,494,52],[428,2,432,2],[413,2,417,2],[453,2,457,2],[468,2,472,2],[473,2,477,2],[443,2,447,2],[433,2,437,2],[418,2,422,2],[423,2,427,2],[438,2,442,2],[530,2,534,2],[488,2,492,2],[515,2,519,2],[478,2,482,2],[483,2,487,2],[458,2,462,2],[448,2,452,2],[463,2,467,2],[330,158,330,162],[412,113,412,117],[413,183,494,183],[412,93,412,97],[412,98,412,102],[412,103,412,107],[494,178,494,182],[331,183,412,183],[412,178,412,182],[412,123,412,127],[412,173,412,177],[412,133,412,137],[494,93,494,97],[494,103,494,107],[494,128,494,132],[494,118,494,122],[494,173,494,177],[494,168,494,172],[494,153,494,157],[494,98,494,102],[494,123,494,127],[494,108,494,112],[494,133,494,137],[494,113,494,117],[330,98,330,102],[330,103,330,107],[412,88,412,92],[412,68,412,72],[412,168,412,172],[412,148,412,152],[412,143,412,147],[412,128,412,132],[330,83,330,87],[330,148,330,152],[330,153,330,157],[412,83,412,87],[412,108,412,112],[330,88,330,92],[412,138,412,142],[412,118,412,122],[330,113,330,117],[412,158,412,162],[330,93,330,97],[330,118,330,122],[330,123,330,127],[330,108,330,112],[412,163,412,167],[330,128,330,132],[412,153,412,157],[412,3,412,7],[412,8,412,12],[412,13,412,17],[412,53,412,57],[412,78,412,82],[412,33,412,37],[412,18,412,22],[412,28,412,32],[412,23,412,27],[412,38,412,42],[412,48,412,52],[412,58,412,62],[412,63,412,67],[330,33,330,37],[330,63,330,67],[412,73,412,77],[412,43,412,47],[330,73,330,77],[330,68,330,72],[330,38,330,42],[330,43,330,47],[406,2,410,2],[336,2,340,2],[341,2,345,2],[346,2,350,2],[330,13,330,17],[371,2,375,2],[376,2,380,2],[331,0,412,0],[331,2,335,2],[381,2,385,2],[386,2,390,2],[396,2,400,2],[361,2,365,2],[366,2,370,2],[391,2,395,2],[356,2,360,2],[401,2,405,2],[351,2,355,2],[249,0,330,0],[249,2,253,2],[330,8,330,12],[289,2,293,2],[304,2,308,2],[309,2,313,2],[330,53,330,57],[248,73,248,77],[248,88,248,92],[248,68,248,72],[248,53,248,57],[330,58,330,62],[254,2,258,2],[259,2,263,2],[264,2,268,2],[274,2,278,2],[324,2,328,2],[279,2,283,2],[269,2,273,2],[330,3,330,7],[330,18,330,22],[330,23,330,27],[330,28,330,32],[330,78,330,82],[166,123,166,127],[166,73,166,77],[166,23,166,27],[166,33,166,37],[248,138,248,142],[248,143,248,147],[248,118,248,122],[248,93,248,97],[248,133,248,137],[248,98,248,102],[166,113,166,117],[166,118,166,122],[166,108,166,112],[248,103,248,107],[248,78,248,82],[248,48,248,52],[248,38,248,42],[248,43,248,47],[248,123,248,127],[166,128,166,132],[166,138,166,142],[166,133,166,137],[166,143,166,147],[248,173,248,177],[248,3,248,7],[192,2,196,2],[248,8,248,12],[248,13,248,17],[248,58,248,62],[248,63,248,67],[330,178,330,182],[330,138,330,142],[330,168,330,172],[330,163,330,167],[330,133,330,137],[248,128,248,132],[330,143,330,147],[330,173,330,177],[248,168,248,172],[248,148,248,152],[248,153,248,157],[314,2,318,2],[319,2,323,2],[294,2,298,2],[299,2,303,2],[284,2,288,2],[330,48,330,52],[166,158,166,162],[249,183,330,183],[167,183,248,183],[248,178,248,182],[248,158,248,162],[248,163,248,167],[166,178,166,182],[166,163,166,167],[248,18,248,22],[166,173,166,177],[166,78,166,82],[166,83,166,87],[166,148,166,152],[166,153,166,157],[166,98,166,102],[166,103,166,107],[166,18,166,22],[166,168,166,172],[248,108,248,112],[248,113,248,117],[248,83,248,87],[248,23,248,27],[248,33,248,37],[248,28,248,32],[167,0,248,0],[167,2,171,2],[217,2,221,2],[222,2,226,2],[227,2,231,2],[242,2,246,2],[172,2,176,2],[207,2,211,2],[212,2,216,2],[187,2,191,2],[197,2,201,2],[202,2,206,2],[182,2,186,2],[84,108,84,112],[135,2,139,2],[166,3,166,7],[177,2,181,2],[166,58,166,62],[166,63,166,67],[232,2,236,2],[237,2,241,2],[166,48,166,52],[140,2,144,2],[145,2,149,2],[150,2,154,2],[155,2,159,2],[160,2,164,2],[166,88,166,92],[166,93,166,97],[166,68,166,72],[84,173,84,177],[84,148,84,152],[84,153,84,157],[84,158,84,162],[84,163,84,167],[84,138,84,142],[84,143,84,147],[85,183,166,183],[90,2,94,2],[95,2,99,2],[100,2,104,2],[105,2,109,2],[110,2,114,2],[115,2,119,2],[120,2,124,2],[125,2,129,2],[130,2,134,2],[84,178,84,182],[84,113,84,117],[84,133,84,137],[84,88,84,92],[84,93,84,97],[166,8,166,12],[166,13,166,17],[85,0,166,0],[85,2,89,2],[84,78,84,82],[84,83,84,87],[84,118,84,122],[84,123,84,127],[84,28,84,32],[84,33,84,37],[84,168,84,172],[84,18,84,22],[84,23,84,27],[166,53,166,57],[166,38,166,42],[166,43,166,47],[166,28,166,32],[84,98,84,102],[84,103,84,107],[84,48,84,52],[84,53,84,57],[84,128,84,132],[84,58,84,62],[84,63,84,67],[84,68,84,72],[84,73,84,77],[68,2,72,2],[73,2,77,2],[84,38,84,42],[84,43,84,47],[58,2,62,2],[63,2,67,2],[48,2,52,2],[53,2,57,2],[0,0,2,183],[3,0,84,0],[3,2,7,2],[3,183,84,183],[8,2,12,2],[13,2,17,2],[18,2,22,2],[23,2,27,2],[28,2,32,2],[33,2,37,2],[84,8,84,12],[84,13,84,17],[38,2,42,2],[43,2,47,2],[78,2,82,2],[84,3,84,7]]}
["NÃO INSERIR NEM EXCLUIR LINHAS OU COLUNAS NESTA PLANILA"]
[]
[]
["??4CA",80,80]
[null,79]
[null,78]
[null,77]
[null,76]
[null,75,75]
[null,74]
[null,73]
[null,72]
[null,71]
[null,70,70]
[null,69]
[null,68]
[null,67]
[null,66]
[null,65,65]
[null,64]
[null,63]
[null,62]
[null,61]
[null,60,60]
[null,59]
[null,58]
[null,57]
[null,56]
[null,55,55]
[null,54]
[null,53]
[null,52]
[null,51]
[null,50,50]
[null,49]
[null,48]
[null,47]
[null,46]
[null,45,45]
[null,44]
[null,43]
[null,42]
[null,41]
[null,40,40]
[null,39]
[null,38]
[null,37]
[null,36]
[null,35,35]
[null,34]
[null,33]
[null,32]
[null,31]
[null,30,30]
[null,29]
[null,28]
[null,27]
[null,26]
[null,25,25]
[null,24]
[null,23]
[null,22]
[null,21]
[null,20,20]
[null,19]
[null,18]
[null,17]
[null,16]
[null,15,15]
[null,14]
[null,13]
[null,12]
[null,11]
[null,10,10]
[null,9]
[null,8]
[null,7]
[null,6]
[null,5,5]
[null,4]
[null,3]
[null,2]
[null,1]
[null,0,0,1,2,3,4,5,6,7,8,9,10,11,12,13,14,15,16,17,18,19,20,21,22,23,24,25,26,27,28,29,30,31,32,33,34,35,36,37,38,39,40,41,42,43,44,45,46,47,48,49,50,51,52,53,54,55,56,57,58,59,60,61,62,63,64,65,66,67,68,69,70,71,72,73,74,75,76,77,78,79,80,81,82,83,84,85,86,87,88,89,90,91,92,93,94,95,96,97,98,99,100,101,102,103,104,105,106,107,108,109,110,111,112,113,114,115,116,117,118,119,120,121,122,123,124,125,126,127,128,129,130,131,132,133,134,135,136,137,138,139,140,141,142,143,144,145,146,147,148,149,150,151,152,153,154,155,156,157,158,159,160,161,162,163,164,165,166,167,168,169,170,171,172,173,174,175,176,177,178,179,180]
[null,null,0,5,null,null,null,null,10,null,null,null,null,15,null,null,null,null,20,null,null,null,null,25,null,null,null,null,30,null,null,null,null,35,null,null,null,null,40,null,null,null,null,45,null,null,null,null,50,null,null,null,null,55,null,null,null,null,60,null,null,null,null,65,null,null,null,null,70,null,null,null,null,75,null,null,null,null,80,null,null,null,null,85,null,null,null,null,90,null,null,null,null,95,null,null,null,null,100,null,null,null,null,105,null,null,null,null,110,null,null,null,null,115,null,null,null,null,120,null,null,null,null,125,null,null,null,null,130,null,null,null,null,135,null,null,null,null,140,null,null,null,null,145,null,null,null,null,150,null,null,null,null,155,null,null,null,null,160,null,null,null,null,165,null,null,null,null,170,null,null,null,null,175,null,null,null,null,180]
["2 CA",80,80]
[null,79]
[null,78]
[null,77]
[null,76]
[null,75,75]
[null,74]
[null,73]
[null,72]
[null,71]
[null,70,70]
[null,69]
[null,68]
[null,67]
[null,66]
[null,65,65]
[null,64]
[null,63]
[null,62]
[null,61]
[null,60,60]
[null,59]
[null,58]
[null,57]
[null,56]
[null,55,55]
[null,54]
[null,53]
[null,52]
[null,51]
[null,50,50]
[null,49]
[null,48]
[null,47]
[null,46]
[null,45,45]
[null,44]
[null,43]
[null,42]
[null,41]
[null,40,40]
[null,39]
[null,38]
[null,37]
[null,36]
[null,35,35]
[null,34]
[null,33]
[null,32]
[null,31]
[null,30,30]
[null,29]
[null,28]
[null,27]
[null,26]
[null,25,25]
[null,24]
[null,23]
[null,22]
[null,21]
[null,20,20]
[null,19]
[null,18]
[null,17]
[null,16]
[null,15,15]
[null,14]
[null,13]
[null,12]
[null,11]
[null,10,10]
[null,9]
[null,8]
[null,7]
[null,6]
[null,5,5]
[null,4]
[null,3]
[null,2]
[null,1]
[null,0,0,1,2,3,4,5,6,7,8,9,10,11,12,13,14,15,16,17,18,19,20,21,22,23,24,25,26,27,28,29,30,31,32,33,34,35,36,37,38,39,40,41,42,43,44,45,46,47,48,49,50,51,52,53,54,55,56,57,58,59,60,61,62,63,64,65,66,67,68,69,70,71,72,73,74,75,76,77,78,79,80,81,82,83,84,85,86,87,88,89,90,91,92,93,94,95,96,97,98,99,100,101,102,103,104,105,106,107,108,109,110,111,112,113,114,115,116,117,118,119,120,121,122,123,124,125,126,127,128,129,130,131,132,133,134,135,136,137,138,139,140,141,142,143,144,145,146,147,148,149,150,151,152,153,154,155,156,157,158,159,160,161,162,163,164,165,166,167,168,169,170,171,172,173,174,175,176,177,178,179,180]
[null,null,0,5,null,null,null,null,10,null,null,null,null,15,null,null,null,null,20,null,null,null,null,25,null,null,null,null,30,null,null,null,null,35,null,null,null,null,40,null,null,null,null,45,null,null,null,null,50,null,null,null,null,55,null,null,null,null,60,null,null,null,null,65,null,null,null,null,70,null,null,null,null,75,null,null,null,null,80,null,null,null,null,85,null,null,null,null,90,null,null,null,null,95,null,null,null,null,100,null,null,null,null,105,null,null,null,null,110,null,null,null,null,115,null,null,null,null,120,null,null,null,null,125,null,null,null,null,130,null,null,null,null,135,null,null,null,null,140,null,null,null,null,145,null,null,null,null,150,null,null,null,null,155,null,null,null,null,160,null,null,null,null,165,null,null,null,null,170,null,null,null,null,175,null,null,null,null,180]
["1/0 CA",80,80," "]
[null,79]
[null,78]
[null,77]
[null,76]
[null,75,75]
[null,74]
[null,73]
[null,72]
[null,71]
[null,70,70]
[null,69]
[null,68]
[null,67]
[null,66]
[null,65,65]
[null,64]
[null,63]
[null,62]
[null,61]
[null,60,60]
[null,59]
[null,58]
[null,57]
[null,56]
[null,55,55]
[null,54]
[null,53]
[null,52]
[null,51]
[null,50,50]
[null,49]
[null,48]
[null,47]
[null,46]
[null,45,45]
[null,44]
[null,43]
[null,42]
[null,41]
[null,40,40]
[null,39]
[null,38]
[null,37]
[null,36]
[null,35,35]
[null,34]
[null,33]
[null,32]
[null,31]
[null,30,30]
[null,29]
[null,28]
[null,27]
[null,26]
[null,25,25]
[null,24]
[null,23]
[null,22]
[null,21]
[null,20,20]
[null,19]
[null,18]
[null,17]
[null,16]
[null,15,15]
[null,14]
[null,13]
[null,12]
[null,11]
[null,10,10]
[null,9]
[null,8]
[null,7]
[null,6]
[null,5,5]
[null,4]
[null,3]
[null,2]
[null,1]
[null,0,0,1,2,3,4,5,6,7,8,9,10,11,12,13,14,15,16,17,18,19,20,21,22,23,24,25,26,27,28,29,30,31,32,33,34,35,36,37,38,39,40,41,42,43,44,45,46,47,48,49,50,51,52,53,54,55,56,57,58,59,60,61,62,63,64,65,66,67,68,69,70,71,72,73,74,75,76,77,78,79,80,81,82,83,84,85,86,87,88,89,90,91,92,93,94,95,96,97,98,99,100,101,102,103,104,105,106,107,108,109,110,111,112,113,114,115,116,117,118,119,120,121,122,123,124,125,126,127,128,129,130,131,132,133,134,135,136,137,138,139,140,141,142,143,144,145,146,147,148,149,150,151,152,153,154,155,156,157,158,159,160,161,162,163,164,165,166,167,168,169,170,171,172,173,174,175,176,177,178,179,180]
[null,null,0,5,null,null,null,null,10,null,null,null,null,15,null,null,null,null,20,null,null,null,null,25,null,null,null,null,30,null,null,null,null,35,null,null,null,null,40,null,null,null,null,45,null,null,null,null,50,null,null,null,null,55,null,null,null,null,60,null,null,null,null,65,null,null,null,null,70,null,null,null,null,75,null,null,null,null,80,null,null,null,null,85,null,null,null,null,90,null,null,null,null,95,null,null,null,null,100,null,null,null,null,105,null,null,null,null,110,null,null,null,null,115,null,null,null,null,120,null,null,null,null,125,null,null,null,null,130,null,null,null,null,135,null,null,null,null,140,null,null,null,null,145,null,null,null,null,150,null,null,null,null,155,null,null,null,null,160,null,null,null,null,165,null,null,null,null,170,null,null,null,null,175,null,null,null,null,180]
["??2/0 CA",80,80," "]
[null,79]
[null,78]
[null,77]
[null,76]
[null,75,75]
[null,74]
[null,73]
[null,72]
[null,71]
[null,70,70]
[null,69]
[null,68]
[null,67]
[null,66]
[null,65,65]
[null,64]
[null,63]
[null,62]
[null,61]
[null,60,60]
[null,59]
[null,58]
[null,57]
[null,56]
[null,55,55]
[null,54]
[null,53]
[null,52]
[null,51]
[null,50,50]
[null,49]
[null,48]
[null,47]
[null,46]
[null,45,45]
[null,44]
[null,43]
[null,42]
[null,41]
[null,40,40]
[null,39]
[null,38]
[null,37]
[null,36]
[null,35,35]
[null,34]
[null,33]
[null,32]
[null,31]
[null,30,30]
[null,29]
[null,28]
[null,27]
[null,26]
[null,25,25]
[null,24]
[null,23]
[null,22]
[null,21]
[null,20,20]
[null,19]
[null,18]
[null,17]
[null,16]
[null,15,15]
[null,14]
[null,13]
[null,12]
[null,11]
[null,10,10]
[null,9]
[null,8]
[null,7]
[null,6]
[null,5,5]
[null,4]
[null,3]
[null,2]
[null,1]
[null,0,0,1,2,3,4,5,6,7,8,9,10,11,12,13,14,15,16,17,18,19,20,21,22,23,24,25,26,27,28,29,30,31,32,33,34,35,36,37,38,39,40,41,42,43,44,45,46,47,48,49,50,51,52,53,54,55,56,57,58,59,60,61,62,63,64,65,66,67,68,69,70,71,72,73,74,75,76,77,78,79,80,81,82,83,84,85,86,87,88,89,90,91,92,93,94,95,96,97,98,99,100,101,102,103,104,105,106,107,108,109,110,111,112,113,114,115,116,117,118,119,120,121,122,123,124,125,126,127,128,129,130,131,132,133,134,135,136,137,138,139,140,141,142,143,144,145,146,147,148,149,150,151,152,153,154,155,156,157,158,159,160,161,162,163,164,165,166,167,168,169,170,171,172,173,174,175,176,177,178,179,180]
[null,null,0,5,null,null,null,null,10,null,null,null,null,15,null,null,null,null,20,null,null,null,null,25,null,null,null,null,30,null,null,null,null,35,null,null,null,null,40,null,null,null,null,45,null,null,null,null,50,null,null,null,null,55,null,null,null,null,60,null,null,null,null,65,null,null,null,null,70,null,null,null,null,75,null,null,null,null,80,null,null,null,null,85,null,null,null,null,90,null,null,null,null,95,null,null,null,null,100,null,null,null,null,105,null,null,null,null,110,null,null,null,null,115,null,null,null,null,120,null,null,null,null,125,null,null,null,null,130,null,null,null,null,135,null,null,null,null,140,null,null,null,null,145,null,null,null,null,150,null,null,null,null,155,null,null,null,null,160,null,null,null,null,165,null,null,null,null,170,null,null,null,null,175,null,null,null,null,180]
["??3/0 CA",80,80," "]
[null,79]
[null,78]
[null,77]
[null,76]
[null,75,75]
[null,74]
[null,73]
[null,72]
[null,71]
[null,70,70]
[null,69]
[null,68]
[null,67]
[null,66]
[null,65,65]
[null,64]
[null,63]
[null,62]
[null,61]
[null,60,60]
[null,59]
[null,58]
[null,57]
[null,56]
[null,55,55]
[null,54]
[null,53]
[null,52]
[null,51]
[null,50,50]
[null,49]
[null,48]
[null,47]
[null,46]
[null,45,45]
[null,44]
[null,43]
[null,42]
[null,41]
[null,40,40]
[null,39]
[null,38]
[null,37]
[null,36]
[null,35,35]
[null,34]
[null,33]
[null,32]
[null,31]
[null,30,30]
[null,29]
[null,28]
[null,27]
[null,26]
[null,25,25]
[null,24]
[null,23]
[null,22]
[null,21]
[null,20,20]
[null,19]
[null,18]
[null,17]
[null,16]
[null,15,15]
[null,14]
[null,13]
[null,12]
[null,11]
[null,10,10]
[null,9]
[null,8]
[null,7]
[null,6]
[null,5,5]
[null,4]
[null,3]
[null,2]
[null,1]
[null,0,0,1,2,3,4,5,6,7,8,9,10,11,12,13,14,15,16,17,18,19,20,21,22,23,24,25,26,27,28,29,30,31,32,33,34,35,36,37,38,39,40,41,42,43,44,45,46,47,48,49,50,51,52,53,54,55,56,57,58,59,60,61,62,63,64,65,66,67,68,69,70,71,72,73,74,75,76,77,78,79,80,81,82,83,84,85,86,87,88,89,90,91,92,93,94,95,96,97,98,99,100,101,102,103,104,105,106,107,108,109,110,111,112,113,114,115,116,117,118,119,120,121,122,123,124,125,126,127,128,129,130,131,132,133,134,135,136,137,138,139,140,141,142,143,144,145,146,147,148,149,150,151,152,153,154,155,156,157,158,159,160,161,162,163,164,165,166,167,168,169,170,171,172,173,174,175,176,177,178,179,180]
[null,null,0,5,null,null,null,null,10,null,null,null,null,15,null,null,null,null,20,null,null,null,null,25,null,null,null,null,30,null,null,null,null,35,null,null,null,null,40,null,null,null,null,45,null,null,null,null,50,null,null,null,null,55,null,null,null,null,60,null,null,null,null,65,null,null,null,null,70,null,null,null,null,75,null,null,null,null,80,null,null,null,null,85,null,null,null,null,90,null,null,null,null,95,null,null,null,null,100,null,null,null,null,105,null,null,null,null,110,null,null,null,null,115,null,null,null,null,120,null,null,null,null,125,null,null,null,null,130,null,null,null,null,135,null,null,null,null,140,null,null,null,null,145,null,null,null,null,150,null,null,null,null,155,null,null,null,null,160,null,null,null,null,165,null,null,null,null,170,null,null,null,null,175,null,null,null,null,180]
["4/0 CA",80,80]
[null,79]
[null,78]
[null,77]
[null,76]
[null,75,75]
[null,74]
[null,73]
[null,72]
[null,71]
[null,70,70]
[null,69]
[null,68]
[null,67]
[null,66]
[null,65,65]
[null,64]
[null,63]
[null,62]
[null,61]
[null,60,60]
[null,59]
[null,58]
[null,57]
[null,56]
[null,55,55]
[null,54]
[null,53]
[null,52]
[null,51]
[null,50,50]
[null,49]
[null,48]
[null,47]
[null,46]
[null,45,45]
[null,44]
[null,43]
[null,42]
[null,41]
[null,40,40]
[null,39]
[null,38]
[null,37]
[null,36]
[null,35,35]
[null,34]
[null,33]
[null,32]
[null,31]
[null,30,30]
[null,29]
[null,28]
[null,27]
[null,26]
[null,25,25]
[null,24]
[null,23]
[null,22]
[null,21]
[null,20,20]
[null,19]
[null,18]
[null,17]
[null,16]
[null,15,15]
[null,14]
[null,13]
[null,12]
[null,11]
[null,10,10]
[null,9]
[null,8]
[null,7]
[null,6]
[null,5,5]
[null,4]
[null,3]
[null,2]
[null,1]
[null,0,0,1,2,3,4,5,6,7,8,9,10,11,12,13,14,15,16,17,18,19,20,21,22,23,24,25,26,27,28,29,30,31,32,33,34,35,36,37,38,39,40,41,42,43,44,45,46,47,48,49,50,51,52,53,54,55,56,57,58,59,60,61,62,63,64,65,66,67,68,69,70,71,72,73,74,75,76,77,78,79,80,81,82,83,84,85,86,87,88,89,90,91,92,93,94,95,96,97,98,99,100,101,102,103,104,105,106,107,108,109,110,111,112,113,114,115,116,117,118,119,120,121,122,123,124,125,126,127,128,129,130,131,132,133,134,135,136,137,138,139,140,141,142,143,144,145,146,147,148,149,150,151,152,153,154,155,156,157,158,159,160,161,162,163,164,165,166,167,168,169,170,171,172,173,174,175,176,177,178,179,180]
[null,null,0,5,null,null,null,null,10,null,null,null,null,15,null,null,null,null,20,null,null,null,null,25,null,null,null,null,30,null,null,null,null,35,null,null,null,null,40,null,null,null,null,45,null,null,null,null,50,null,null,null,null,55,null,null,null,null,60,null,null,null,null,65,null,null,null,null,70,null,null,null,null,75,null,null,null,null,80,null,null,null,null,85,null,null,null,null,90,null,null,null,null,95,null,null,null,null,100,null,null,null,null,105,null,null,null,null,110,null,null,null,null,115,null,null,null,null,120,null,null,null,null,125,null,null,null,null,130,null,null,null,null,135,null,null,null,null,140,null,null,null,null,145,null,null,null,null,150,null,null,null,null,155,null,null,null,null,160,null,null,null,null,165,null,null,null,null,170,null,null,null,null,175,null,null,null,null,180]
["336,4 CA",80,80]
[null,79]
[null,78]
[null,77]
[null,76]
[null,75,75]
[null,74]
[null,73]
[null,72]
[null,71]
[null,70,70]
[null,69]
[null,68]
[null,67]
[null,66]
[null,65,65]
[null,64]
[null,63]
[null,62]
[null,61]
[null,60,60]
[null,59]
[null,58]
[null,57]
[null,56]
[null,55,55]
[null,54]
[null,53]
[null,52]
[null,51]
[null,50,50]
[null,49]
[null,48]
[null,47]
[null,46]
[null,45,45]
[null,44]
[null,43]
[null,42]
[null,41]
[null,40,40]
[null,39]
[null,38]
[null,37]
[null,36]
[null,35,35]
[null,34]
[null,33]
[null,32]
[null,31]
[null,30,30]
[null,29]
[null,28]
[null,27]
[null,26]
[null,25,25]
[null,24]
[null,23]
[null,22]
[null,21]
[null,20,20]
[null,19]
[null,18]
[null,17]
[null,16]
[null,15,15]
[null,14]
[null,13]
[null,12]
[null,11]
[null,10,10]
[null,9]
[null,8]
[null,7]
[null,6]
[null,5,5]
[null,4]
[null,3]
[null,2]
[null,1]
[null,0,0,1,2,3,4,5,6,7,8,9,10,11,12,13,14,15,16,17,18,19,20,21,22,23,24,25,26,27,28,29,30,31,32,33,34,35,36,37,38,39,40,41,42,43,44,45,46,47,48,49,50,51,52,53,54,55,56,57,58,59,60,61,62,63,64,65,66,67,68,69,70,71,72,73,74,75,76,77,78,79,80,81,82,83,84,85,86,87,88,89,90,91,92,93,94,95,96,97,98,99,100,101,102,103,104,105,106,107,108,109,110,111,112,113,114,115,116,117,118,119,120,121,122,123,124,125,126,127,128,129,130,131,132,133,134,135,136,137,138,139,140,141,142,143,144,145,146,147,148,149,150,151,152,153,154,155,156,157,158,159,160,161,162,163,164,165,166,167,168,169,170,171,172,173,174,175,176,177,178,179,180]
[null,null,0,5,null,null,null,null,10,null,null,null,null,15,null,null,null,null,20,null,null,null,null,25,null,null,null,null,30,null,null,null,null,35,null,null,null,null,40,null,null,null,null,45,null,null,null,null,50,null,null,null,null,55,null,null,null,null,60,null,null,null,null,65,null,null,null,null,70,null,null,null,null,75,null,null,null,null,80,null,null,null,null,85,null,null,null,null,90,null,null,null,null,95,null,null,null,null,100,null,null,null,null,105,null,null,null,null,110,null,null,null,null,115,null,null,null,null,120,null,null,null,null,125,null,null,null,null,130,null,null,null,null,135,null,null,null,null,140,null,null,null,null,145,null,null,null,null,150,null,null,null,null,155,null,null,null,null,160,null,null,null,null,165,null,null,null,null,170,null,null,null,null,175,null,null,null,null,180]
["??4 CAA",80,80]
[null,79]
[null,78]
[null,77]
[null,76]
[null,75,75]
[null,74]
[null,73]
[null,72]
[null,71]
[null,70,70]
[null,69]
[null,68]
[null,67]
[null,66]
[null,65,65]
[null,64]
[null,63]
[null,62]
[null,61]
[null,60,60]
[null,59]
[null,58]
[null,57]
[null,56]
[null,55,55]
[null,54]
[null,53]
[null,52]
[null,51]
[null,50,50]
[null,49]
[null,48]
[null,47]
[null,46]
[null,45,45]
[null,44]
[null,43]
[null,42]
[null,41]
[null,40,40]
[null,39]
[null,38]
[null,37]
[null,36]
[null,35,35]
[null,34]
[null,33]
[null,32]
[null,31]
[null,30,30]
[null,29]
[null,28]
[null,27]
[null,26]
[null,25,25]
[null,24]
[null,23]
[null,22]
[null,21]
[null,20,20]
[null,19]
[null,18]
[null,17]
[null,16]
[null,15,15]
[null,14]
[null,13]
[null,12]
[null,11]
[null,10,10]
[null,9]
[null,8]
[null,7]
[null,6]
[null,5,5]
[null,4]
[null,3]
[null,2]
[null,1]
[null,0,null,1,2,3,4,5,6,7,8,9,10,11,12,13,14,15,16,17,18,19,20,21,22,23,24,25,26,27,28,29,30,31,32,33,34,35,36,37,38,39,40,41,42,43,44,45,46,47,48,49,50,51,52,53,54,55,56,57,58,59,60,61,62,63,64,65,66,67,68,69,70,71,72,73,74,75,76,77,78,79,80,81,82,83,84,85,86,87,88,89,90,91,92,93,94,95,96,97,98,99,100,101,102,103,104,105,106,107,108,109,110,111,112,113,114,115,116,117,118,119,120,121,122,123,124,125,126,127,128,129,130,131,132,133,134,135,136,137,138,139,140,141,142,143,144,145,146,147,148,149,150,151,152,153,154,155,156,157,158,159,160,161,162,163,164,165,166,167,168,169,170,171,172,173,174,175,176,177,178,179,180]
[null,null,null,5,null,null,null,null,10,null,null,null,null,15,null,null,null,null,20,null,null,null,null,25,null,null,null,null,30,null,null,null,null,35,null,null,null,null,40,null,null,null,null,45,null,null,null,null,50,null,null,null,null,55,null,null,null,null,60,null,null,null,null,65,null,null,null,null,70,null,null,null,null,75,null,null,null,null,80,null,null,null,null,85,null,null,null,null,90,null,null,null,null,95,null,null,null,null,100,null,null,null,null,105,null,null,null,null,110,null,null,null,null,115,null,null,null,null,120,null,null,null,null,125,null,null,null,null,130,null,null,null,null,135,null,null,null,null,140,null,null,null,null,145,null,null,null,null,150,null,null,null,null,155,null,null,null,null,160,null,null,null,null,165,null,null,null,null,170,null,null,null,null,175,null,null,null,null,180]
["??2 CAA",80,80]
[null,79]
[null,78]
[null,77]
[null,76]
[null,75,75]
[null,74]
[null,73]
[null,72]
[null,71]
[null,70,70]
[null,69]
[null,68]
[null,67]
[null,66]
[null,65,65]
[null,64]
[null,63]
[null,62]
[null,61]
[null,60,60]
[null,59]
[null,58]
[null,57]
[null,56]
[null,55,55]
[null,54]
[null,53]
[null,52]
[null,51]
[null,50,50]
[null,49]
[null,48]
[null,47]
[null,46]
[null,45,45]
[null,44]
[null,43]
[null,42]
[null,41]
[null,40,40]
[null,39]
[null,38]
[null,37]
[null,36]
[null,35,35]
[null,34]
[null,33]
[null,32]
[null,31]
[null,30,30]
[null,29]
[null,28]
[null,27]
[null,26]
[null,25,25]
[null,24]
[null,23]
[null,22]
[null,21]
[null,20,20]
[null,19]
[null,18]
[null,17]
[null,16]
[null,15,15]
[null,14]
[null,13]
[null,12]
[null,11]
[null,10,10]
[null,9]
[null,8]
[null,7]
[null,6]
[null,5,5]
[null,4]
[null,3]
[null,2]
[null,1]
[null,0,null,1,2,3,4,5,6,7,8,9,10,11,12,13,14,15,16,17,18,19,20,21,22,23,24,25,26,27,28,29,30,31,32,33,34,35,36,37,38,39,40,41,42,43,44,45,46,47,48,49,50,51,52,53,54,55,56,57,58,59,60,61,62,63,64,65,66,67,68,69,70,71,72,73,74,75,76,77,78,79,80,81,82,83,84,85,86,87,88,89,90,91,92,93,94,95,96,97,98,99,100,101,102,103,104,105,106,107,108,109,110,111,112,113,114,115,116,117,118,119,120,121,122,123,124,125,126,127,128,129,130,131,132,133,134,135,136,137,138,139,140,141,142,143,144,145,146,147,148,149,150,151,152,153,154,155,156,157,158,159,160,161,162,163,164,165,166,167,168,169,170,171,172,173,174,175,176,177,178,179,180]
[null,null,null,5,null,null,null,null,10,null,null,null,null,15,null,null,null,null,20,null,null,null,null,25,null,null,null,null,30,null,null,null,null,35,null,null,null,null,40,null,null,null,null,45,null,null,null,null,50,null,null,null,null,55,null,null,null,null,60,null,null,null,null,65,null,null,null,null,70,null,null,null,null,75,null,null,null,null,80,null,null,null,null,85,null,null,null,null,90,null,null,null,null,95,null,null,null,null,100,null,null,null,null,105,null,null,null,null,110,null,null,null,null,115,null,null,null,null,120,null,null,null,null,125,null,null,null,null,130,null,null,null,null,135,null,null,null,null,140,null,null,null,null,145,null,null,null,null,150,null,null,null,null,155,null,null,null,null,160,null,null,null,null,165,null,null,null,null,170,null,null,null,null,175,null,null,null,null,180]
["??1/0 CAA",80,80]
[null,79]
[null,78]
[null,77]
[null,76]
[null,75,75]
[null,74]
[null,73]
[null,72]
[null,71]
[null,70,70]
[null,69]
[null,68]
[null,67]
[null,66]
[null,65,65]
[null,64]
[null,63]
[null,62]
[null,61]
[null,60,60]
[null,59]
[null,58]
[null,57]
[null,56]
[null,55,55]
[null,54]
[null,53]
[null,52]
[null,51]
[null,50,50]
[null,49]
[null,48]
[null,47]
[null,46]
[null,45,45]
[null,44]
[null,43]
[null,42]
[null,41]
[null,40,40]
[null,39]
[null,38]
[null,37]
[null,36]
[null,35,35]
[null,34]
[null,33]
[null,32]
[null,31]
[null,30,30]
[null,29]
[null,28]
[null,27]
[null,26]
[null,25,25]
[null,24]
[null,23]
[null,22]
[null,21]
[null,20,20]
[null,19]
[null,18]
[null,17]
[null,16]
[null,15,15]
[null,14]
[null,13]
[null,12]
[null,11]
[null,10,10]
[null,9]
[null,8]
[null,7]
[null,6]
[null,5,5]
[null,4]
[null,3]
[null,2]
[null,1]
[null,0,null,1,2,3,4,5,6,7,8,9,10,11,12,13,14,15,16,17,18,19,20,21,22,23,24,25,26,27,28,29,30,31,32,33,34,35,36,37,38,39,40,41,42,43,44,45,46,47,48,49,50,51,52,53,54,55,56,57,58,59,60,61,62,63,64,65,66,67,68,69,70,71,72,73,74,75,76,77,78,79,80,81,82,83,84,85,86,87,88,89,90,91,92,93,94,95,96,97,98,99,100,101,102,103,104,105,106,107,108,109,110,111,112,113,114,115,116,117,118,119,120,121,122,123,124,125,126,127,128,129,130,131,132,133,134,135,136,137,138,139,140,141,142,143,144,145,146,147,148,149,150,151,152,153,154,155,156,157,158,159,160,161,162,163,164,165,166,167,168,169,170,171,172,173,174,175,176,177,178,179,180]
[null,null,null,5,null,null,null,null,10,null,null,null,null,15,null,null,null,null,20,null,null,null,null,25,null,null,null,null,30,null,null,null,null,35,null,null,null,null,40,null,null,null,null,45,null,null,null,null,50,null,null,null,null,55,null,null,null,null,60,null,null,null,null,65,null,null,null,null,70,null,null,null,null,75,null,null,null,null,80,null,null,null,null,85,null,null,null,null,90,null,null,null,null,95,null,null,null,null,100,null,null,null,null,105,null,null,null,null,110,null,null,null,null,115,null,null,null,null,120,null,null,null,null,125,null,null,null,null,130,null,null,null,null,135,null,null,null,null,140,null,null,null,null,145,null,null,null,null,150,null,null,null,null,155,null,null,null,null,160,null,null,null,null,165,null,null,null,null,170,null,null,null,null,175,null,null,null,null,180]
["??2/0 CAA",80,80]
[null,79]
[null,78]
[null,77]
[null,76]
[null,75,75]
[null,74]
[null,73]
[null,72]
[null,71]
[null,70,70]
[null,69]
[null,68]
[null,67]
[null,66]
[null,65,65]
[null,64]
[null,63]
[null,62]
[null,61]
[null,60,60]
[null,59]
[null,58]
[null,57]
[null,56]
[null,55,55]
[null,54]
[null,53]
[null,52]
[null,51]
[null,50,50]
[null,49]
[null,48]
[null,47]
[null,46]
[null,45,45]
[null,44]
[null,43]
[null,42]
[null,41]
[null,40,40]
[null,39]
[null,38]
[null,37]
[null,36]
[null,35,35]
[null,34]
[null,33]
[null,32]
[null,31]
[null,30,30]
[null,29]
[null,28]
[null,27]
[null,26]
[null,25,25]
[null,24]
[null,23]
[null,22]
[null,21]
[null,20,20]
[null,19]
[null,18]
[null,17]
[null,16]
[null,15,15]
[null,14]
[null,13]
[null,12]
[null,11]
[null,10,10]
[null,9]
[null,8]
[null,7]
[null,6]
[null,5,5]
[null,4]
[null,3]
[null,2]
[null,1]
[null,0,null,1,2,3,4,5,6,7,8,9,10,11,12,13,14,15,16,17,18,19,20,21,22,23,24,25,26,27,28,29,30,31,32,33,34,35,36,37,38,39,40,41,42,43,44,45,46,47,48,49,50,51,52,53,54,55,56,57,58,59,60,61,62,63,64,65,66,67,68,69,70,71,72,73,74,75,76,77,78,79,80,81,82,83,84,85,86,87,88,89,90,91,92,93,94,95,96,97,98,99,100,101,102,103,104,105,106,107,108,109,110,111,112,113,114,115,116,117,118,119,120,121,122,123,124,125,126,127,128,129,130,131,132,133,134,135,136,137,138,139,140,141,142,143,144,145,146,147,148,149,150,151,152,153,154,155,156,157,158,159,160,161,162,163,164,165,166,167,168,169,170,171,172,173,174,175,176,177,178,179,180]
[null,null,null,5,null,null,null,null,10,null,null,null,null,15,null,null,null,null,20,null,null,null,null,25,null,null,null,null,30,null,null,null,null,35,null,null,null,null,40,null,null,null,null,45,null,null,null,null,50,null,null,null,null,55,null,null,null,null,60,null,null,null,null,65,null,null,null,null,70,null,null,null,null,75,null,null,null,null,80,null,null,null,null,85,null,null,null,null,90,null,null,null,null,95,null,null,null,null,100,null,null,null,null,105,null,null,null,null,110,null,null,null,null,115,null,null,null,null,120,null,null,null,null,125,null,null,null,null,130,null,null,null,null,135,null,null,null,null,140,null,null,null,null,145,null,null,null,null,150,null,null,null,null,155,null,null,null,null,160,null,null,null,null,165,null,null,null,null,170,null,null,null,null,175,null,null,null,null,180]
["??3/0 CAA",80,80]
[null,79]
[null,78]
[null,77]
[null,76]
[null,75,75]
[null,74]
[null,73]
[null,72]
[null,71]
[null,70,70]
[null,69]
[null,68]
[null,67]
[null,66]
[null,65,65]
[null,64]
[null,63]
[null,62]
[null,61]
[null,60,60]
[null,59]
[null,58]
[null,57]
[null,56]
[null,55,55]
[null,54]
[null,53]
[null,52]
[null,51]
[null,50,50]
[null,49]
[null,48]
[null,47]
[null,46]
[null,45,45]
[null,44]
[null,43]
[null,42]
[null,41]
[null,40,40]
[null,39]
[null,38]
[null,37]
[null,36]
[null,35,35]
[null,34]
[null,33]
[null,32]
[null,31]
[null,30,30]
[null,29]
[null,28]
[null,27]
[null,26]
[null,25,25]
[null,24]
[null,23]
[null,22]
[null,21]
[null,20,20]
[null,19]
[null,18]
[null,17]
[null,16]
[null,15,15]
[null,14]
[null,13]
[null,12]
[null,11]
[null,10,10]
[null,9]
[null,8]
[null,7]
[null,6]
[null,5,5]
[null,4]
[null,3]
[null,2]
[null,1]
[null,0,null,1,2,3,4,5,6,7,8,9,10,11,12,13,14,15,16,17,18,19,20,21,22,23,24,25,26,27,28,29,30,31,32,33,34,35,36,37,38,39,40,41,42,43,44,45,46,47,48,49,50,51,52,53,54,55,56,57,58,59,60,61,62,63,64,65,66,67,68,69,70,71,72,73,74,75,76,77,78,79,80,81,82,83,84,85,86,87,88,89,90,91,92,93,94,95,96,97,98,99,100,101,102,103,104,105,106,107,108,109,110,111,112,113,114,115,116,117,118,119,120,121,122,123,124,125,126,127,128,129,130,131,132,133,134,135,136,137,138,139,140,141,142,143,144,145,146,147,148,149,150,151,152,153,154,155,156,157,158,159,160,161,162,163,164,165,166,167,168,169,170,171,172,173,174,175,176,177,178,179,180]
[null,null,null,5,null,null,null,null,10,null,null,null,null,15,null,null,null,null,20,null,null,null,null,25,null,null,null,null,30,null,null,null,null,35,null,null,null,null,40,null,null,null,null,45,null,null,null,null,50,null,null,null,null,55,null,null,null,null,60,null,null,null,null,65,null,null,null,null,70,null,null,null,null,75,null,null,null,null,80,null,null,null,null,85,null,null,null,null,90,null,null,null,null,95,null,null,null,null,100,null,null,null,null,105,null,null,null,null,110,null,null,null,null,115,null,null,null,null,120,null,null,null,null,125,null,null,null,null,130,null,null,null,null,135,null,null,null,null,140,null,null,null,null,145,null,null,null,null,150,null,null,null,null,155,null,null,null,null,160,null,null,null,null,165,null,null,null,null,170,null,null,null,null,175,null,null,null,null,180]
["??4/0 CAA",80,80]
[null,79]
[null,78]
[null,77]
[null,76]
[null,75,75]
[null,74]
[null,73]
[null,72]
[null,71]
[null,70,70]
[null,69]
[null,68]
[null,67]
[null,66]
[null,65,65]
[null,64]
[null,63]
[null,62]
[null,61]
[null,60,60]
[null,59]
[null,58]
[null,57]
[null,56]
[null,55,55]
[null,54]
[null,53]
[null,52]
[null,51]
[null,50,50]
[null,49]
[null,48]
[null,47]
[null,46]
[null,45,45]
[null,44]
[null,43]
[null,42]
[null,41]
[null,40,40]
[null,39]
[null,38]
[null,37]
[null,36]
[null,35,35]
[null,34]
[null,33]
[null,32]
[null,31]
[null,30,30]
[null,29]
[null,28]
[null,27]
[null,26]
[null,25,25]
[null,24]
[null,23]
[null,22]
[null,21]
[null,20,20]
[null,19]
[null,18]
[null,17]
[null,16]
[null,15,15]
[null,14]
[null,13]
[null,12]
[null,11]
[null,10,10]
[null,9]
[null,8]
[null,7]
[null,6]
[null,5,5]
[null,4]
[null,3]
[null,2]
[null,1]
[null,0,null,1,2,3,4,5,6,7,8,9,10,11,12,13,14,15,16,17,18,19,20,21,22,23,24,25,26,27,28,29,30,31,32,33,34,35,36,37,38,39,40,41,42,43,44,45,46,47,48,49,50,51,52,53,54,55,56,57,58,59,60,61,62,63,64,65,66,67,68,69,70,71,72,73,74,75,76,77,78,79,80,81,82,83,84,85,86,87,88,89,90,91,92,93,94,95,96,97,98,99,100,101,102,103,104,105,106,107,108,109,110,111,112,113,114,115,116,117,118,119,120,121,122,123,124,125,126,127,128,129,130,131,132,133,134,135,136,137,138,139,140,141,142,143,144,145,146,147,148,149,150,151,152,153,154,155,156,157,158,159,160,161,162,163,164,165,166,167,168,169,170,171,172,173,174,175,176,177,178,179,180]
[null,null,null,5,null,null,null,null,10,null,null,null,null,15,null,null,null,null,20,null,null,null,null,25,null,null,null,null,30,null,null,null,null,35,null,null,null,null,40,null,null,null,null,45,null,null,null,null,50,null,null,null,null,55,null,null,null,null,60,null,null,null,null,65,null,null,null,null,70,null,null,null,null,75,null,null,null,null,80,null,null,null,null,85,null,null,null,null,90,null,null,null,null,95,null,null,null,null,100,null,null,null,null,105,null,null,null,null,110,null,null,null,null,115,null,null,null,null,120,null,null,null,null,125,null,null,null,null,130,null,null,null,null,135,null,null,null,null,140,null,null,null,null,145,null,null,null,null,150,null,null,null,null,155,null,null,null,null,160,null,null,null,null,165,null,null,null,null,170,null,null,null,null,175,null,null,null,null,180]
["??336,4 CAA (LINNET)",80,80]
[null,79]
[null,78]
[null,77]
[null,76]
[null,75,75]
[null,74]
[null,73]
[null,72]
[null,71]
[null,70,70]
[null,69]
[null,68]
[null,67]
[null,66]
[null,65,65]
[null,64]
[null,63]
[null,62]
[null,61]
[null,60,60]
[null,59]
[null,58]
[null,57]
[null,56]
[null,55,55]
[null,54]
[null,53]
[null,52]
[null,51]
[null,50,50]
[null,49]
[null,48]
[null,47]
[null,46]
[null,45,45]
[null,44]
[null,43]
[null,42]
[null,41]
[null,40,40]
[null,39]
[null,38]
[null,37]
[null,36]
[null,35,35]
[null,34]
[null,33]
[null,32]
[null,31]
[null,30,30]
[null,29]
[null,28]
[null,27]
[null,26]
[null,25,25]
[null,24]
[null,23]
[null,22]
[null,21]
[null,20,20]
[null,19]
[null,18]
[null,17]
[null,16]
[null,15,15]
[null,14]
[null,13]
[null,12]
[null,11]
[null,10,10]
[null,9]
[null,8]
[null,7]
[null,6]
[null,5,5]
[null,4]
[null,3]
[null,2]
[null,1]
[null,0,null,1,2,3,4,5,6,7,8,9,10,11,12,13,14,15,16,17,18,19,20,21,22,23,24,25,26,27,28,29,30,31,32,33,34,35,36,37,38,39,40,41,42,43,44,45,46,47,48,49,50,51,52,53,54,55,56,57,58,59,60,61,62,63,64,65,66,67,68,69,70,71,72,73,74,75,76,77,78,79,80,81,82,83,84,85,86,87,88,89,90,91,92,93,94,95,96,97,98,99,100,101,102,103,104,105,106,107,108,109,110,111,112,113,114,115,116,117,118,119,120,121,122,123,124,125,126,127,128,129,130,131,132,133,134,135,136,137,138,139,140,141,142,143,144,145,146,147,148,149,150,151,152,153,154,155,156,157,158,159,160,161,162,163,164,165,166,167,168,169,170,171,172,173,174,175,176,177,178,179,180]
[null,null,null,5,null,null,null,null,10,null,null,null,null,15,null,null,null,null,20,null,null,null,null,25,null,null,null,null,30,null,null,null,null,35,null,null,null,null,40,null,null,null,null,45,null,null,null,null,50,null,null,null,null,55,null,null,null,null,60,null,null,null,null,65,null,null,null,null,70,null,null,null,null,75,null,null,null,null,80,null,null,null,null,85,null,null,null,null,90,null,null,null,null,95,null,null,null,null,100,null,null,null,null,105,null,null,null,null,110,null,null,null,null,115,null,null,null,null,120,null,null,null,null,125,null,null,null,null,130,null,null,null,null,135,null,null,null,null,140,null,null,null,null,145,null,null,null,null,150,null,null,null,null,155,null,null,null,null,160,null,null,null,null,165,null,null,null,null,170,null,null,null,null,175,null,null,null,null,180]
["??336,4 CAA (MERLIN)",80,80]
[null,79]
[null,78]
[null,77]
[null,76]
[null,75,75]
[null,74]
[null,73]
[null,72]
[null,71]
[null,70,70]
[null,69]
[null,68]
[null,67]
[null,66]
[null,65,65]
[null,64]
[null,63]
[null,62]
[null,61]
[null,60,60]
[null,59]
[null,58]
[null,57]
[null,56]
[null,55,55]
[null,54]
[null,53]
[null,52]
[null,51]
[null,50,50]
[null,49]
[null,48]
[null,47]
[null,46]
[null,45,45]
[null,44]
[null,43]
[null,42]
[null,41]
[null,40,40]
[null,39]
[null,38]
[null,37]
[null,36]
[null,35,35]
[null,34]
[null,33]
[null,32]
[null,31]
[null,30,30]
[null,29]
[null,28]
[null,27]
[null,26]
[null,25,25]
[null,24]
[null,23]
[null,22]
[null,21]
[null,20,20]
[null,19]
[null,18]
[null,17]
[null,16]
[null,15,15]
[null,14]
[null,13]
[null,12]
[null,11]
[null,10,10]
[null,9]
[null,8]
[null,7]
[null,6]
[null,5,5]
[null,4]
[null,3]
[null,2]
[null,1]
[null,0,null,1,2,3,4,5,6,7,8,9,10,11,12,13,14,15,16,17,18,19,20,21,22,23,24,25,26,27,28,29,30,31,32,33,34,35,36,37,38,39,40,41,42,43,44,45,46,47,48,49,50,51,52,53,54,55,56,57,58,59,60,61,62,63,64,65,66,67,68,69,70,71,72,73,74,75,76,77,78,79,80,81,82,83,84,85,86,87,88,89,90,91,92,93,94,95,96,97,98,99,100,101,102,103,104,105,106,107,108,109,110,111,112,113,114,115,116,117,118,119,120,121,122,123,124,125,126,127,128,129,130,131,132,133,134,135,136,137,138,139,140,141,142,143,144,145,146,147,148,149,150,151,152,153,154,155,156,157,158,159,160,161,162,163,164,165,166,167,168,169,170,171,172,173,174,175,176,177,178,179,180]
[null,null,null,5,null,null,null,null,10,null,null,null,null,15,null,null,null,null,20,null,null,null,null,25,null,null,null,null,30,null,null,null,null,35,null,null,null,null,40,null,null,null,null,45,null,null,null,null,50,null,null,null,null,55,null,null,null,null,60,null,null,null,null,65,null,null,null,null,70,null,null,null,null,75,null,null,null,null,80,null,null,null,null,85,null,null,null,null,90,null,null,null,null,95,null,null,null,null,100,null,null,null,null,105,null,null,null,null,110,null,null,null,null,115,null,null,null,null,120,null,null,null,null,125,null,null,null,null,130,null,null,null,null,135,null,null,null,null,140,null,null,null,null,145,null,null,null,null,150,null,null,null,null,155,null,null,null,null,160,null,null,null,null,165,null,null,null,null,170,null,null,null,null,175,null,null,null,null,180]
["??336,4 CAA (ORIOLE)",80,80]
[null,79]
[null,78]
[null,77]
[null,76]
[null,75,75]
[null,74]
[null,73]
[null,72]
[null,71]
[null,70,70]
[null,69]
[null,68]
[null,67]
[null,66]
[null,65,65]
[null,64]
[null,63]
[null,62]
[null,61]
[null,60,60]
[null,59]
[null,58]
[null,57]
[null,56]
[null,55,55]
[null,54]
[null,53]
[null,52]
[null,51]
[null,50,50]
[null,49]
[null,48]
[null,47]
[null,46]
[null,45,45]
[null,44]
[null,43]
[null,42]
[null,41]
[null,40,40]
[null,39]
[null,38]
[null,37]
[null,36]
[null,35,35]
[null,34]
[null,33]
[null,32]
[null,31]
[null,30,30]
[null,29]
[null,28]
[null,27]
[null,26]
[null,25,25]
[null,24]
[null,23]
[null,22]
[null,21]
[null,20,20]
[null,19]
[null,18]
[null,17]
[null,16]
[null,15,15]
[null,14]
[null,13]
[null,12]
[null,11]
[null,10,10]
[null,9]
[null,8]
[null,7]
[null,6]
[null,5,5]
[null,4]
[null,3]
[null,2]
[null,1]
[null,0,null,1,2,3,4,5,6,7,8,9,10,11,12,13,14,15,16,17,18,19,20,21,22,23,24,25,26,27,28,29,30,31,32,33,34,35,36,37,38,39,40,41,42,43,44,45,46,47,48,49,50,51,52,53,54,55,56,57,58,59,60,61,62,63,64,65,66,67,68,69,70,71,72,73,74,75,76,77,78,79,80,81,82,83,84,85,86,87,88,89,90,91,92,93,94,95,96,97,98,99,100,101,102,103,104,105,106,107,108,109,110,111,112,113,114,115,116,117,118,119,120,121,122,123,124,125,126,127,128,129,130,131,132,133,134,135,136,137,138,139,140,141,142,143,144,145,146,147,148,149,150,151,152,153,154,155,156,157,158,159,160,161,162,163,164,165,166,167,168,169,170,171,172,173,174,175,176,177,178,179,180]
[null,null,null,5,null,null,null,null,10,null,null,null,null,15,null,null,null,null,20,null,null,null,null,25,null,null,null,null,30,null,null,null,null,35,null,null,null,null,40,null,null,null,null,45,null,null,null,null,50,null,null,null,null,55,null,null,null,null,60,null,null,null,null,65,null,null,null,null,70,null,null,null,null,75,null,null,null,null,80,null,null,null,null,85,null,null,null,null,90,null,null,null,null,95,null,null,null,null,100,null,null,null,null,105,null,null,null,null,110,null,null,null,null,115,null,null,null,null,120,null,null,null,null,125,null,null,null,null,130,null,null,null,null,135,null,null,null,null,140,null,null,null,null,145,null,null,null,null,150,null,null,null,null,155,null,null,null,null,160,null,null,null,null,165,null,null,null,null,170,null,null,null,null,175,null,null,null,null,180]
[]
[]
["336,4 CAA (LINNET)"]
["336,4 CAA (MERLIN)"]
["336,4 CAA (ORIOLE)"]

{"sheet":"DT_9_2kN","index":22,"n_rows":53,"n_cols":16,"rows_kept":53,"cut":false,"hidden":false,"merged":[[7,5,7,6],[7,8,7,9],[1,1,1,9],[4,4,4,9],[5,4,5,9],[6,4,6,6],[6,7,6,9]]}
[]
[null,"ENSAIOS DE TRAÇÃO MECÂNICA EM POSTES DE CONCRETO DUPLO \"T\" E TRONCO CÔNICO"]
[]
[]
[null,200,"daN",null,"POSTE"]
[null,100,"daN",null,"DT - 9(200daN)"]
[null,11,"m",null,"Face A - Côncava",null,null,"Face B - Lisa"]
[null,null,"Altura do Esforço","Carga Aplic.","% da ","Flexão",null,"% da ","Flexão",null,null,null,0.25,0.5,0.75,1]
[null,null,"em Relação ao topo","(daN)","nominal","cm","%","nominal","cm","% L",null,"0,1m",2.9,7.5,17.8,26.3]
[null,null,null,50,{"$f":"D10/$B$6","v":0.5},null,{"$f":"(F10/$B$7)/100","v":0},{"$f":"D10/$B$5","v":0.25},2.9,{"$f":"(I10/$B$7)/100","v":2.6363636363636363E-3},null,"0,5m",4.5999999999999996,13.4,20.100000000000001,27.9]
[null,null,null,100,{"$f":"D11/$B$6","v":1},null,{"$f":"(F11/$B$7)/100","v":0},0.5,7.5,6.8181818181818179E-3,null,"1,0m",3.5,10.199999999999999,17.2,22.8]
[null,null,"0,1m",150,"-","-","-",0.75,17.8,1.6181818181818183E-2,null,"1,5m",2.6,7.9,14.1,18.5]
[null,null,null,200,"-","-","-",1,26.3,2.3909090909090911E-2,null,"2,0m",2.2999999999999998,6.2,11.6,17.399999999999999]
[null,null,null,250,"-","-","-",1.25,36.4,3.3090909090909087E-2]
[null,null,null,50,{"$f":"D15/$B$6","v":0.5},null,{"$f":"(F15/$B$7)/100","v":0},0.25,4.5999999999999996,4.1818181818181815E-3]
[null,null,null,100,{"$f":"D16/$B$6","v":1},null,{"$f":"(F16/$B$7)/100","v":0},0.5,13.4,1.2181818181818183E-2]
[null,null,"0,5m",150,"-","-","-",0.75,20.100000000000001,1.8272727272727274E-2]
[null,null,null,200,"-","-","-",1,27.9,2.5363636363636363E-2]
[null,null,null,250,"-","-","-",1.25,33.799999999999997,3.0727272727272725E-2]
[null,null,null,50,{"$f":"D20/$B$6","v":0.5},null,{"$f":"(F20/$B$7)/100","v":0},0.25,3.5,3.1818181818181819E-3]
[null,null,null,100,{"$f":"D21/$B$6","v":1},null,{"$f":"(F21/$B$7)/100","v":0},0.5,10.199999999999999,9.2727272727272728E-3]
[null,"Esf. ","1,0m",150,"-","-","-",0.75,17.2,1.5636363636363636E-2]
[null,"Concentrado",null,200,"-","-","-",1,22.8,2.0727272727272726E-2]
[null,null,null,250,"-","-","-",1.25,28.8,2.6181818181818181E-2]
[null,null,null,50,{"$f":"D25/$B$6","v":0.5},null,{"$f":"(F25/$B$7)/100","v":0},0.25,2.6,2.3636363636363638E-3]
[null,null,null,100,{"$f":"D26/$B$6","v":1},null,{"$f":"(F26/$B$7)/100","v":0},0.5,7.9,7.1818181818181824E-3]
[null,null,"1,5m",150,"-","-","-",0.75,14.1,1.2818181818181817E-2]
[null,null,null,200,"-","-","-",1,18.5,1.6818181818181819E-2]
[null,null,null,250,"-","-","-",1.25,24.5,2.227272727272727E-2,null,null,0.25,0.5,0.75,1]
[null,null,null,50,{"$f":"D30/$B$6","v":0.5},null,{"$f":"(F30/$B$7)/100","v":0},0.25,2.2999999999999998,2.0909090909090908E-3,null,"AT",3.6,13.6,22.6,31.8]
[null,null,null,100,{"$f":"D31/$B$6","v":1},null,{"$f":"(F31/$B$7)/100","v":0},0.5,6.2,5.6363636363636364E-3,null,"BT",4.0999999999999996,15.3,25.5,33.200000000000003]
[null,null,"2,0m",150,"-","-","-",0.75,11.6,1.0545454545454545E-2]
[null,null,null,200,"-","-","-",1,17.399999999999999,1.5818181818181818E-2]
[null,null,null,250,"-","-","-",1.25,20.5,1.8636363636363635E-2]
[]
[null,null,null,50,{"$f":"D36/$B$6","v":0.5},null,{"$f":"(F36/$B$7)/100","v":0},{"$f":"D36/$B$5","v":0.25},3.6,{"$f":"(I36/$B$7)/100","v":3.2727272727272726E-3}]
[null,null,null,100,{"$f":"D37/$B$6","v":1},null,{"$f":"(F37/$B$7)/100","v":0},0.5,13.6,1.2363636363636363E-2]
[null,null,"0,1/0,8/1,5m",150,"-","-","-",0.75,22.6,2.0545454545454547E-2]
[null,null,null,200,"-","-","-",1,31.8,2.8909090909090912E-2]
[null,"Esf. ",null,250,"-","-","-",1.25,40.200000000000003,3.6545454545454548E-2]
[null,"Distribuído",null,50,{"$f":"D41/$B$6","v":0.5},null,{"$f":"(F41/$B$7)/100","v":0},0.25,4.0999999999999996,3.7272727272727266E-3]
[null,null,null,100,{"$f":"D42/$B$6","v":1},null,{"$f":"(F42/$B$7)/100","v":0},0.5,15.3,1.3909090909090909E-2]
[null,null,"0,15/0,35/0,55/0,75m",150,"-","-","-",0.75,25.5,2.3181818181818182E-2]
[null,null,null,200,"-","-","-",1,33.200000000000003,3.0181818181818185E-2]
[null,null,null,250,"-","-","-",1.25,43.8,3.9818181818181815E-2]
[]
[null,"OBS.:","O poste DT-9(2) é fabricado com furação 3025mm, diferentemente dos demais "]
[null,null,"do ensaio que são fabricados com furação 4525mm."]
[]
[]
[null,"COPREL"]
[null,"ENGENHARIA"]
[null,"2007-07-20"]

{"sheet":"DT_11_2kN","index":23,"n_rows":51,"n_cols":16,"rows_kept":51,"cut":false,"hidden":false,"merged":[[7,5,7,6],[7,8,7,9],[1,1,1,9],[4,4,4,9],[5,4,5,9],[6,4,6,6],[6,7,6,9]]}
[]
[null,"ENSAIOS DE TRAÇÃO MECÂNICA EM POSTES DE CONCRETO DUPLO \"T\" E TRONCO CÔNICO"]
[]
[]
[null,200,"daN",null,"POSTE"]
[null,100,"daN",null,"DT - 11 (200daN)"]
[null,11,"m",null,"Face A - Côncava",null,null,"Face B - Lisa"]
[null,null,"Altura do Esforço","Carga Aplic.","% da ","Flexão",null,"% da ","Flexão",null,null,null,0.25,0.5,0.75,1]
[null,null,"em Relação ao topo","(daN)","nominal","cm","%","nominal","cm","% L",null,"0,1m",5.5,15,25.6,35.700000000000003]
[null,null,null,50,{"$f":"D10/$B$6","v":0.5},null,{"$f":"(F10/$B$7)/100","v":0},{"$f":"D10/$B$5","v":0.25},5.5,{"$f":"(I10/$B$7)/100","v":5.0000000000000001E-3},null,"0,5m",6,15.4,26.1,34.700000000000003]
[null,null,null,100,{"$f":"D11/$B$6","v":1},null,{"$f":"(F11/$B$7)/100","v":0},0.5,15,1.3636363636363636E-2,null,"1,0m",4.9000000000000004,14,22.5,31.6]
[null,null,"0,1m",150,"-","-","-",0.75,25.6,2.3272727272727275E-2,null,"1,5m",3.5,11.5,19.8,26.5]
[null,null,null,200,"-","-","-",1,35.700000000000003,3.2454545454545458E-2,null,"2,0m",3.7,10.1,18.399999999999999,24.5]
[null,null,null,250,"-","-","-",1.25,48.9,4.4454545454545455E-2]
[null,null,null,50,{"$f":"D15/$B$6","v":0.5},null,{"$f":"(F15/$B$7)/100","v":0},0.25,6,5.4545454545454541E-3]
[null,null,null,100,{"$f":"D16/$B$6","v":1},null,{"$f":"(F16/$B$7)/100","v":0},0.5,15.4,1.4000000000000002E-2]
[null,null,"0,5m",150,"-","-","-",0.75,26.1,2.3727272727272729E-2]
[null,null,null,200,"-","-","-",1,34.700000000000003,3.154545454545455E-2]
[null,null,null,250,"-","-","-",1.25,45.2,4.1090909090909095E-2]
[null,null,null,50,{"$f":"D20/$B$6","v":0.5},null,{"$f":"(F20/$B$7)/100","v":0},0.25,4.9000000000000004,4.454545454545455E-3]
[null,null,null,100,{"$f":"D21/$B$6","v":1},null,{"$f":"(F21/$B$7)/100","v":0},0.5,14,1.2727272727272728E-2]
[null,"Esf. ","1,0m",150,"-","-","-",0.75,22.5,2.0454545454545454E-2]
[null,"Concentrado",null,200,"-","-","-",1,31.6,2.872727272727273E-2]
[null,null,null,250,"-","-","-",1.25,39.6,3.6000000000000004E-2]
[null,null,null,50,{"$f":"D25/$B$6","v":0.5},null,{"$f":"(F25/$B$7)/100","v":0},0.25,3.5,3.1818181818181819E-3]
[null,null,null,100,{"$f":"D26/$B$6","v":1},null,{"$f":"(F26/$B$7)/100","v":0},0.5,11.5,1.0454545454545454E-2]
[null,null,"1,5m",150,"-","-","-",0.75,19.8,1.8000000000000002E-2]
[null,null,null,200,"-","-","-",1,26.5,2.4090909090909093E-2]
[null,null,null,250,"-","-","-",1.25,34.9,3.1727272727272722E-2,null,null,0.25,0.5,0.75,1]
[null,null,null,50,{"$f":"D30/$B$6","v":0.5},null,{"$f":"(F30/$B$7)/100","v":0},0.25,3.7,3.3636363636363638E-3,null,"AT",3.6,13.6,22.6,31.8]
[null,null,null,100,{"$f":"D31/$B$6","v":1},null,{"$f":"(F31/$B$7)/100","v":0},0.5,10.1,9.1818181818181816E-3,null,"BT",4.4000000000000004,15.4,25.8,33.5]
[null,null,"2,0m",150,"-","-","-",0.75,18.399999999999999,1.6727272727272726E-2]
[null,null,null,200,"-","-","-",1,24.5,2.227272727272727E-2]
[null,null,null,250,"-","-","-",1.25,30.8,2.8000000000000004E-2]
[]
[null,null,null,50,{"$f":"D36/$B$6","v":0.5},null,{"$f":"(F36/$B$7)/100","v":0},{"$f":"D36/$B$5","v":0.25},3.6,{"$f":"(I36/$B$7)/100","v":3.2727272727272726E-3}]
[null,null,null,100,{"$f":"D37/$B$6","v":1},null,{"$f":"(F37/$B$7)/100","v":0},0.5,13.6,1.2363636363636363E-2]
[null,null,"0,1/0,8/1,5m",150,"-","-","-",0.75,22.6,2.0545454545454547E-2]
[null,null,null,200,"-","-","-",1,31.8,2.8909090909090912E-2]
[null,"Esf. ",null,250,"-","-","-",1.25,40.200000000000003,3.6545454545454548E-2]
[null,"Distribuído",null,50,{"$f":"D41/$B$6","v":0.5},null,{"$f":"(F41/$B$7)/100","v":0},0.25,4.4000000000000004,4.0000000000000001E-3]
[null,null,null,100,{"$f":"D42/$B$6","v":1},null,{"$f":"(F42/$B$7)/100","v":0},0.5,15.4,1.4000000000000002E-2]
[null,null,"0,15/0,35/0,55/0,75m",150,"-","-","-",0.75,25.8,2.3454545454545457E-2]
[null,null,null,200,"-","-","-",1,33.5,3.0454545454545453E-2]
[null,null,null,250,"-","-","-",1.25,44.1,4.0090909090909087E-2]
[]
[]
[]
[null,"COPREL"]
[null,"ENGENHARIA"]
[null,"2007-07-01"]

{"sheet":"DT_12_4kN","index":24,"n_rows":77,"n_cols":21,"rows_kept":77,"cut":false,"hidden":false,"merged":[[0,1,0,17],[4,4,4,6],[4,7,4,9],[5,5,5,6],[5,8,5,9],[1,1,1,9],[2,4,2,10],[3,4,3,10],[53,2,61,2],[62,2,70,2],[53,1,70,1],[7,1,51,1],[7,2,15,2],[16,2,24,2],[25,2,33,2],[34,2,42,2],[43,2,51,2]]}
[null,"ENSAIOS DE ELASTICIDADE EM POSTES DE CONCRETO DUPLO \"T\" E TRONCO CÔNICO"]
[]
[null,400,"daN",null,"POSTE"]
[null,200,"daN",12000,"DT - 12 (400daN)",null,null,null,null,null,null,null,null,0.13,0.25,0.38,0.5,0.63,0.75,0.88,1]
[null,12,"m",null,"Face A - Côncava",null,null,"Face B - Lisa",null,null,null,null,"0,1m",1.3,2.9,5.6,10,13.4,19.100000000000001,24.5,28.9]
[null,null,"Altura do Esforço","Carga Aplic.","% da ","Flexão",null,"% da ","Flexão",null,null,null,"0,5m",1.2,3.8,7.4,10.199999999999999,14,17,20,23.2]
[null,null,"em Relação ao topo","(daN)","nominal","cm","% L","nominal","cm","% L","Fotos",null,"1,0m",1.5,3.8,6.6,9.8000000000000007,13,15.8,18.600000000000001,20.8]
[null,"Esf. Concentrado","0,1m",50,{"$f":"D8/$B$4","v":0.25},8.5,{"$f":"(F8/$B$5)/100","v":7.0833333333333338E-3},{"$f":"D8/$B$3","v":0.125},1.3,{"$f":"(I8/$B$5)/100","v":1.0833333333333333E-3},null,null,"1,5m",1.2,3.2,5.8,8.6,11.6,14.4,16.600000000000001,18.7]
[null,null,null,100,{"$f":"D9/$B$4","v":0.5},18.3,{"$f":"(F9/$B$5)/100","v":1.5250000000000001E-2},{"$f":"D9/$B$3","v":0.25},2.9,{"$f":"(I9/$B$5)/100","v":2.4166666666666668E-3},null,null,"2,0m",1.1000000000000001,2.5,4.8,6.9,9.6,12,14.1,16]
[null,null,null,150,{"$f":"D10/$B$4","v":0.75},29.6,{"$f":"(F10/$B$5)/100","v":2.4666666666666667E-2},0.375,5.6,4.6666666666666662E-3]
[null,null,null,200,{"$f":"D11/$B$4","v":1},42.4,{"$f":"(F11/$B$5)/100","v":3.5333333333333335E-2},0.5,10,8.3333333333333332E-3]
[null,null,null,250,"-","-","-",0.625,13.4,1.1166666666666667E-2]
[null,null,null,300,"-","-","-",0.75,19.100000000000001,1.5916666666666669E-2]
[null,null,null,350,"-","-","-",0.875,24.5,2.0416666666666666E-2]
[null,null,null,400,"-","-","-",1,28.9,2.4083333333333332E-2,"128-129"]
[null,null,null,450,"-","-","-",1.125,"-","-"]
[null,null,"0,5m",50,{"$f":"D17/$B$4","v":0.25},11,{"$f":"(F17/$B$5)/100","v":9.1666666666666667E-3},{"$f":"D17/$B$3","v":0.125},1.2,1E-3]
[null,null,null,100,{"$f":"D18/$B$4","v":0.5},21,{"$f":"(F18/$B$5)/100","v":1.7500000000000002E-2},{"$f":"D18/$B$3","v":0.25},3.8,3.1666666666666666E-3]
[null,null,null,150,{"$f":"D19/$B$4","v":0.75},29.8,{"$f":"(F19/$B$5)/100","v":2.4833333333333332E-2},0.375,7.4,6.1666666666666667E-3]
[null,null,null,200,{"$f":"D20/$B$4","v":1},38.799999999999997,{"$f":"(F20/$B$5)/100","v":3.2333333333333332E-2},0.5,10.199999999999999,8.5000000000000006E-3]
[null,null,null,250,"-","-","-",0.625,14,1.1666666666666667E-2,"130-131"]
[null,null,null,300,"-","-","-",0.75,17,1.4166666666666668E-2]
[null,null,null,350,"-","-","-",0.875,20,1.6666666666666666E-2]
[null,null,null,400,"-","-","-",1,23.2,1.9333333333333334E-2,null,null,null,0.13,0.25,0.38,0.5,0.63,0.75,0.88,1]
[null,null,null,450,"-","-","-",1.125,"-","-",null,null,"AT",1.2,3.5,7.5,10.3,13.5,16.899999999999999,19.399999999999999,21.9]
[null,null,"1,0m",50,{"$f":"D26/$B$4","v":0.25},9,{"$f":"(F26/$B$5)/100","v":7.4999999999999997E-3},{"$f":"D26/$B$3","v":0.125},1.5,1.25E-3,null,null,"BT",1.8,3.7,8.4,11.3,14,17.5,22,24.5]
[null,null,null,100,{"$f":"D27/$B$4","v":0.5},19.2,{"$f":"(F27/$B$5)/100","v":1.6E-2},{"$f":"D27/$B$3","v":0.25},3.8,3.1666666666666666E-3]
[null,null,null,150,{"$f":"D28/$B$4","v":0.75},28.4,{"$f":"(F28/$B$5)/100","v":2.3666666666666666E-2},0.375,6.6,5.4999999999999997E-3]
[null,null,null,200,{"$f":"D29/$B$4","v":1},36.299999999999997,{"$f":"(F29/$B$5)/100","v":3.0249999999999999E-2},0.5,9.8000000000000007,8.1666666666666676E-3]
[null,null,null,250,"-","-","-",0.625,13,1.0833333333333332E-2]
[null,null,null,300,"-","-","-",0.75,15.8,1.3166666666666667E-2]
[null,null,null,350,"-","-","-",0.875,18.600000000000001,1.55E-2]
[null,null,null,400,"-","-","-",1,20.8,1.7333333333333333E-2]
[null,null,null,450,"-","-","-",1.125,"-","-"]
[null,null,"1,5m",50,{"$f":"D35/$B$4","v":0.25},8,{"$f":"(F35/$B$5)/100","v":6.6666666666666662E-3},{"$f":"D35/$B$3","v":0.125},1.2,1E-3]
[null,null,null,100,{"$f":"D36/$B$4","v":0.5},17.100000000000001,{"$f":"(F36/$B$5)/100","v":1.4250000000000001E-2},{"$f":"D36/$B$3","v":0.25},3.2,2.6666666666666666E-3]
[null,null,null,150,{"$f":"D37/$B$4","v":0.75},24,{"$f":"(F37/$B$5)/100","v":0.02},0.375,5.8,4.8333333333333336E-3]
[null,null,null,200,{"$f":"D38/$B$4","v":1},31.6,{"$f":"(F38/$B$5)/100","v":2.6333333333333334E-2},0.5,8.6,7.1666666666666667E-3]
[null,null,null,250,"-","-","-",0.625,11.6,9.6666666666666672E-3]
[null,null,null,300,"-","-","-",0.75,14.4,1.2E-2]
[null,null,null,350,"-","-","-",0.875,16.600000000000001,1.3833333333333335E-2]
[null,null,null,400,"-","-","-",1,18.7,1.5583333333333333E-2]
[null,null,null,450,"-","-","-",1.125,"-","-"]
[null,null,"2,0m",50,{"$f":"D44/$B$4","v":0.25},5,{"$f":"(F44/$B$5)/100","v":4.1666666666666666E-3},{"$f":"D44/$B$3","v":0.125},1.1000000000000001,{"$f":"(I44/$B$5)/100","v":9.1666666666666676E-4},null,null,null,0.25,0.5,0.75,1]
[null,null,null,100,{"$f":"D45/$B$4","v":0.5},13.6,{"$f":"(F45/$B$5)/100","v":1.1333333333333332E-2},{"$f":"D45/$B$3","v":0.25},2.5,2.0833333333333333E-3,null,null,"0,1m",8.5,18.3,29.6,42.4]
[null,null,null,150,{"$f":"D46/$B$4","v":0.75},21.5,{"$f":"(F46/$B$5)/100","v":1.7916666666666668E-2},0.375,4.8,4.0000000000000001E-3,null,null,"0,5m",11,21,29.8,38.799999999999997]
[null,null,null,200,{"$f":"D47/$B$4","v":1},29,{"$f":"(F47/$B$5)/100","v":2.4166666666666666E-2},0.5,6.9,5.7500000000000008E-3,null,null,"1,0m",9,19.2,28.4,36.299999999999997]
[null,null,null,250,"-","-","-",0.625,9.6,8.0000000000000002E-3,null,null,"1,5m",8,17.100000000000001,24,31.6]
[null,null,null,300,"-","-","-",0.75,12,0.01,null,null,"2,0m",5,13.6,21.5,29]
[null,null,null,350,"-","-","-",0.875,14.1,1.175E-2]
[null,null,null,400,"-","-","-",1,16,1.3333333333333332E-2]
[null,null,null,450,"-","-","-",1.125,"-","-"]
[]
[null,"Esf. Distribuído","0,1/0,8/1,5m",50,{"$f":"D54/$B$4","v":0.25},7,{"$f":"(F54/$B$5)/100","v":5.8333333333333336E-3},{"$f":"D54/$B$3","v":0.125},1.2,{"$f":"(I54/$B$5)/100","v":1E-3}]
[null,null,null,100,{"$f":"D55/$B$4","v":0.5},14.6,{"$f":"(F55/$B$5)/100","v":1.2166666666666666E-2},{"$f":"D55/$B$3","v":0.25},3.5,2.9166666666666668E-3]
[null,null,null,150,{"$f":"D56/$B$4","v":0.75},24,{"$f":"(F56/$B$5)/100","v":0.02},0.375,7.5,6.2500000000000003E-3]
[null,null,null,200,{"$f":"D57/$B$4","v":1},33.200000000000003,{"$f":"(F57/$B$5)/100","v":2.7666666666666669E-2},0.5,10.3,8.5833333333333334E-3,132]
[null,null,null,250,"-","-","-",0.625,13.5,1.125E-2]
[null,null,null,300,"-","-","-",0.75,16.899999999999999,1.4083333333333331E-2]
[null,null,null,350,"-","-","-",0.875,19.399999999999999,1.6166666666666666E-2]
[null,null,null,400,"-","-","-",1,21.9,1.8249999999999999E-2]
[null,null,null,450,"-","-","-",1.125,"-","-",null,null,null,null,0.25,0.5,0.75,1]
[null,null,"0,15/0,35/0,55/0,75m",50,{"$f":"D63/$B$4","v":0.25},3,{"$f":"(F63/$B$5)/100","v":2.5000000000000001E-3},{"$f":"D63/$B$3","v":0.125},1.8,{"$f":"(I63/$B$5)/100","v":1.5E-3},null,null,null,"AT",7,14.6,24,33.200000000000003]
[null,null,null,100,{"$f":"D64/$B$4","v":0.5},13,{"$f":"(F64/$B$5)/100","v":1.0833333333333332E-2},{"$f":"D64/$B$3","v":0.25},3.7,3.0833333333333333E-3,null,null,null,"BT",3,13,20.8,28]
[null,null,null,150,{"$f":"D65/$B$4","v":0.75},20.8,{"$f":"(F65/$B$5)/100","v":1.7333333333333333E-2},0.375,8.4,7.000000000000001E-3]
[null,null,null,200,{"$f":"D66/$B$4","v":1},28,{"$f":"(F66/$B$5)/100","v":2.3333333333333334E-2},0.5,11.3,9.4166666666666669E-3]
[null,null,null,250,"-","-","-",0.625,14,1.1666666666666667E-2]
[null,null,null,300,"-","-","-",0.75,17.5,1.4583333333333332E-2]
[null,null,null,350,"-","-","-",0.875,22,1.8333333333333333E-2]
[null,null,null,400,"-","-","-",1,24.5,2.0416666666666666E-2]
[null,null,null,450,"-","-","-",1.125,"-","-"]
[]
[]
[]
[null,"COPREL"]
[null,"ENGENHARIA"]
[null,"2007-05-08"]

{"sheet":"DT_12_6kN","index":25,"n_rows":103,"n_cols":25,"rows_kept":103,"cut":false,"hidden":false,"merged":[[0,1,0,15],[4,4,4,6],[4,7,4,9],[5,5,5,6],[5,8,5,9],[1,1,1,9],[2,4,2,10],[3,4,3,10],[77,1,102,1],[77,2,89,2],[90,2,102,2],[7,2,19,2],[7,1,75,1],[20,2,32,2],[33,2,45,2],[46,2,58,2],[59,2,75,2]]}
[null,"ENSAIOS DE ELASTICIDADE EM POSTES DE CONCRETO DUPLO \"T\" E TRONCO CÔNICO"]
[]
[null,600,"daN",null,"POSTE"]
[null,300,"daN",null,"DT - 12 (600daN)"]
[null,12,"m",null,"Face A - Côncava",null,null,"Face B - Lisa"]
[null,null,"Altura do Esforço","Carga Aplic.","% da ","Flexão",null,"% da ","Flexão"]
[null,null,"em Relação ao topo","(daN)","nominal","cm","% L","nominal","cm","% L","Fotos",null,null,0.08,0.17,0.25,0.33,0.42,0.5,0.57999999999999996,0.67,0.75,0.83,0.92,1]
[null,"Esforço Concentrado","0,1m",50,{"$f":"D8/$B$4","v":0.16666666666666666},1.8,{"$f":"(F8/$B$5)/100","v":1.5E-3},{"$f":"D8/$B$3","v":8.3333333333333329E-2},0.7,{"$f":"(I8/$B$5)/100","v":5.8333333333333327E-4},null,null,"0,1 m",0.7,2.7,5.4,8.1999999999999993,11.1,14.1,16.7,18.7,21.6,24.6,27.9,30.3]
[null,null,null,100,0.33333333333333331,6.9,5.7500000000000008E-3,{"$f":"D9/$B$3","v":0.16666666666666666},2.7,{"$f":"(I9/$B$5)/100","v":2.2500000000000003E-3},null,null,"0,5 m",1.2,3,5.4,8,10.4,12.6,15,17,18.8,20.9,22.9,25]
[null,null,null,150,0.5,15,1.2500000000000001E-2,0.25,5.4,4.5000000000000005E-3,null,null,"1,0 m",0.6,2.4,4.8,6.6,8.8000000000000007,11,12.6,14.4,16.2,18,19.8,20.8]
[null,null,null,200,0.66666666666666663,23.4,1.95E-2,0.33333333333333331,8.1999999999999993,6.8333333333333328E-3,63,null,"1,5 m ",0.3,2,4,6,8,9.6,11,13,14.5,16,17.8,19.399999999999999]
[null,null,null,250,0.83333333333333337,33,2.75E-2,0.41666666666666669,11.1,9.2499999999999995E-3,null,null,"2,0 m",0.3,1.8,3.4,5.3,7,8.5,10,11.4,13.2,14.3,15.8,17.3]
[null,null,null,300,1,42.8,3.5666666666666666E-2,0.5,14.1,1.175E-2,64]
[null,null,null,350,"-","-","-",0.58333333333333337,16.7,1.3916666666666666E-2,65]
[null,null,null,400,"-","-","-",0.66666666666666663,18.7,1.5583333333333333E-2,66]
[null,null,null,450,"-","-","-",0.75,21.6,1.8000000000000002E-2,67]
[null,null,null,500,"-","-","-",0.83333333333333337,24.6,2.0500000000000004E-2,68]
[null,null,null,550,"-","-","-",0.91666666666666663,27.9,2.3249999999999996E-2,69]
[null,null,null,600,"-","-","-",1,30.3,2.5249999999999998E-2,"70 a 72"]
[null,null,null,650,"-","-","-",1.0833333333333333,"-","-"]
[null,null,"0,5m",50,{"$f":"D21/$B$4","v":0.16666666666666666},3.8,{"$f":"(F21/$B$5)/100","v":3.1666666666666666E-3},8.3333333333333329E-2,1.2,{"$f":"(I21/$B$5)/100","v":1E-3}]
[null,null,null,100,0.33333333333333331,11,9.1666666666666667E-3,0.16666666666666666,3,{"$f":"(I22/$B$5)/100","v":2.5000000000000001E-3}]
[null,null,null,150,0.5,17.2,1.4333333333333333E-2,0.25,5.4,4.5000000000000005E-3]
[null,null,null,200,0.66666666666666663,22.8,1.9000000000000003E-2,0.33333333333333331,8,6.6666666666666662E-3]
[null,null,"0,5m",250,0.83333333333333337,29.8,2.4833333333333332E-2,0.41666666666666669,10.4,8.6666666666666663E-3,74]
[null,null,null,300,1,36.4,3.0333333333333334E-2,0.5,12.6,1.0500000000000001E-2,75]
[null,null,null,350,"-","-","-",0.58333333333333337,15,1.2500000000000001E-2,76]
[null,null,null,400,"-","-","-",0.66666666666666663,17,1.4166666666666668E-2,77]
[null,null,null,450,"-","-","-",0.75,18.600000000000001,1.55E-2,78,null,null,0.08,0.17,0.25,0.33,0.42,0.5,0.57999999999999996,0.67,0.75,0.83,0.92,1]
[null,null,null,500,"-","-","-",0.83333333333333337,20.9,1.7416666666666664E-2,79,null,"AT",0.2,0.9,2.1,3.9,6.1,8.1999999999999993,10.4,12.9,15.2,17.7,20.3,23.8]
[null,null,null,550,"-","-","-",0.91666666666666663,22.9,1.9083333333333331E-2,80,null,"BT",0.2,2.2999999999999998,4.5999999999999996,6.9,9.8000000000000007,11.9,14.2,16,18.2,20.2,22.5,25.2]
[null,null,null,600,"-","-","-",1,25,2.0833333333333336E-2,81]
[null,null,null,650,"-","-","-",1.0833333333333333,"-","-"]
[null,null,"1,0m",50,{"$f":"D34/$B$4","v":0.16666666666666666},2.7,{"$f":"(F34/$B$5)/100","v":2.2500000000000003E-3},8.3333333333333329E-2,0.6,{"$f":"(I34/$B$5)/100","v":5.0000000000000001E-4}]
[null,null,null,100,0.33333333333333331,9.3000000000000007,7.7499999999999999E-3,0.16666666666666666,2.4,{"$f":"(I35/$B$5)/100","v":2E-3}]
[null,null,null,150,0.5,15.4,1.2833333333333334E-2,0.25,4.8,4.0000000000000001E-3]
[null,null,null,200,0.66666666666666663,20.399999999999999,1.7000000000000001E-2,0.33333333333333331,6.6,5.4999999999999997E-3]
[null,null,null,250,0.83333333333333337,25.6,2.1333333333333333E-2,0.41666666666666669,8.8000000000000007,7.3333333333333341E-3]
[null,null,null,300,1,31.1,2.5916666666666668E-2,0.5,11,9.1666666666666667E-3]
[null,null,null,350,"-","-","-",0.58333333333333337,12.6,1.0500000000000001E-2]
[null,null,null,400,"-","-","-",0.66666666666666663,14.4,1.2E-2]
[null,null,null,450,"-","-","-",0.75,16.2,1.3499999999999998E-2]
[null,null,null,500,"-","-","-",0.83333333333333337,18,1.4999999999999999E-2,82,null,null,null,0.17,0.33,0.5,0.67,0.83,1]
[null,null,null,550,"-","-","-",0.91666666666666663,19.8,1.6500000000000001E-2,83,null,null,"0,1 m",1.8,6.9,15,23.4,33,42.8]
[null,null,null,600,"-","-","-",1,20.8,1.7333333333333333E-2,84,null,null,"0,5 m",3.8,11,17.2,22.8,29.8,36.4]
[null,null,null,650,"-","-","-",1.0833333333333333,"-","-",null,null,null,"1,0 m",2.7,9.3000000000000007,15.4,20.399999999999999,25.6,31.1]
[null,null,"1,5m",50,{"$f":"D47/$B$4","v":0.16666666666666666},1.8,{"$f":"(F47/$B$5)/100","v":1.5E-3},8.3333333333333329E-2,0.3,{"$f":"(I47/$B$5)/100","v":2.5000000000000001E-4},null,null,null,"1,5 m ",1.8,7.5,13.1,18.100000000000001,23.2,27.9]
[null,null,null,100,0.33333333333333331,7.5,6.2500000000000003E-3,0.16666666666666666,2,{"$f":"(I48/$B$5)/100","v":1.6666666666666666E-3},null,null,null,"2,0 m",2,6.8,12.3,17.100000000000001,22.2,26.1]
[null,null,null,150,0.5,13.1,1.0916666666666665E-2,0.25,4,3.3333333333333331E-3]
[null,null,null,200,0.66666666666666663,18.100000000000001,1.5083333333333336E-2,0.33333333333333331,6,5.0000000000000001E-3]
[null,null,null,250,0.83333333333333337,23.2,1.9333333333333334E-2,0.41666666666666669,8,6.6666666666666662E-3]
[null,null,null,300,1,27.9,2.3249999999999996E-2,0.5,9.6,8.0000000000000002E-3]
[null,null,null,350,"-","-","-",0.58333333333333337,11,9.1666666666666667E-3]
[null,null,null,400,"-","-","-",0.66666666666666663,13,1.0833333333333332E-2]
[null,null,null,450,"-","-","-",0.75,14.5,1.2083333333333333E-2]
[null,null,null,500,"-","-","-",0.83333333333333337,16,1.3333333333333332E-2,85]
[null,null,null,550,"-","-","-",0.91666666666666663,17.8,1.4833333333333334E-2,86]
[null,null,null,600,"-","-","-",1,19.399999999999999,1.6166666666666666E-2,87]
[null,null,null,650,"-","-","-",1.0833333333333333,"-","-"]
[null,null,"2,0m",50,{"$f":"D60/$B$4","v":0.16666666666666666},2,{"$f":"(F60/$B$5)/100","v":1.6666666666666666E-3},8.3333333333333329E-2,0.3,{"$f":"(I60/$B$5)/100","v":2.5000000000000001E-4}]
[null,null,null,100,0.33333333333333331,6.8,5.6666666666666662E-3,0.16666666666666666,1.8,{"$f":"(I61/$B$5)/100","v":1.5E-3}]
[null,null,null,150,0.5,12.3,1.0250000000000002E-2,0.25,3.4,2.8333333333333331E-3]
[null,null,null,200,0.66666666666666663,17.100000000000001,1.4250000000000001E-2,0.33333333333333331,5.3,4.4166666666666668E-3]
[null,null,null,250,0.83333333333333337,22.2,1.8499999999999999E-2,0.41666666666666669,7,5.8333333333333336E-3]
[null,null,null,300,1,26.1,2.1750000000000002E-2,0.5,8.5,7.0833333333333338E-3,null,null,null,null,null,null,0.17,0.33,0.5,0.67,0.83,1]
[null,null,null,350,"-","-","-",0.58333333333333337,10,8.3333333333333332E-3,null,null,null,null,null,"AT",0.8,8.1,15.8,23.2,31.7,38.6]
[null,null,null,400,"-","-","-",0.66666666666666663,11.4,9.5000000000000015E-3,null,null,null,null,null,"BT",0.7,9.1,17.2,23.6,32.200000000000003,37.5]
[null,null,null,450,"-","-","-",0.75,13.2,1.0999999999999999E-2]
[null,null,null,500,"-","-","-",0.83333333333333337,14.3,1.1916666666666666E-2,88]
[null,null,null,550,"-","-","-",0.91666666666666663,15.8,1.3166666666666667E-2,89]
[null,null,null,600,"-","-","-",1,17.3,1.4416666666666666E-2,90]
[null,null,null,650,"-","-","-",1.0833333333333333,19,1.5833333333333331E-2,91]
[null,null,null,700,"-","-","-",{"$f":"D73/$B$3","v":1.1666666666666667},20.3,1.6916666666666667E-2]
[null,null,null,750,"-","-","-",1.25,21.8,1.8166666666666668E-2]
[null,null,null,800,"-","-","-",1.3333333333333333,23.4,1.95E-2]
[null,null,null,840,"-","-","-",1.4,24.6,2.0500000000000004E-2]
[]
[null,"Esf. Distribuído","0,1/0,8/1,5m",50,{"$f":"D78/$B$4","v":0.16666666666666666},0.8,{"$f":"(F78/$B$5)/100","v":6.6666666666666664E-4},8.3333333333333329E-2,0.2,{"$f":"(I78/$B$5)/100","v":1.6666666666666666E-4}]
[null,null,null,100,0.33333333333333331,8.1,6.7499999999999991E-3,0.16666666666666666,0.9,{"$f":"(I79/$B$5)/100","v":7.5000000000000002E-4}]
[null,null,null,150,0.5,15.8,1.3166666666666667E-2,0.25,2.1,1.7500000000000003E-3]
[null,null,null,200,0.66666666666666663,23.2,1.9333333333333334E-2,0.33333333333333331,3.9,3.2500000000000003E-3,28]
[null,null,null,250,0.83333333333333337,31.7,2.6416666666666665E-2,0.41666666666666669,6.1,5.0833333333333329E-3]
[null,null,null,300,1,38.6,3.216666666666667E-2,0.5,8.1999999999999993,6.8333333333333328E-3]
[null,null,null,350,"-","-","-",0.58333333333333337,10.4,8.6666666666666663E-3,29]
[null,null,null,400,"-","-","-",0.66666666666666663,12.9,1.0749999999999999E-2,30]
[null,null,null,450,"-","-","-",0.75,15.2,1.2666666666666666E-2]
[null,null,null,500,"-","-","-",0.83333333333333337,17.7,1.4749999999999999E-2,"31-32"]
[null,null,null,550,"-","-","-",0.91666666666666663,20.3,1.6916666666666667E-2,33]
[null,null,null,600,"-","-","-",1,23.8,1.9833333333333335E-2,34]
[null,null,null,650,"-","-","-",1.0833333333333333,"-","-"]
[null,null,"0,15/0,35/0,55/0,75m",50,{"$f":"D91/$B$4","v":0.16666666666666666},0.7,{"$f":"(F91/$B$5)/100","v":5.8333333333333327E-4},8.3333333333333329E-2,0.2,{"$f":"(I91/$B$5)/100","v":1.6666666666666666E-4}]
[null,null,null,100,0.33333333333333331,9.1,7.5833333333333334E-3,0.16666666666666666,2.2999999999999998,{"$f":"(I92/$B$5)/100","v":1.9166666666666666E-3}]
[null,null,null,150,0.5,17.2,1.4333333333333333E-2,0.25,4.5999999999999996,3.8333333333333331E-3]
[null,null,null,200,0.66666666666666663,23.6,1.9666666666666669E-2,0.33333333333333331,6.9,5.7500000000000008E-3]
[null,null,null,250,0.83333333333333337,32.200000000000003,2.6833333333333334E-2,0.41666666666666669,9.8000000000000007,8.1666666666666676E-3,38]
[null,null,null,300,1,37.5,3.125E-2,0.5,11.9,9.9166666666666674E-3,39]
[null,null,null,350,"-","-","-",0.58333333333333337,14.2,1.1833333333333333E-2,40]
[null,null,null,400,"-","-","-",0.66666666666666663,16,1.3333333333333332E-2,41]
[null,null,null,450,"-","-","-",0.75,18.2,1.5166666666666667E-2,42]
[null,null,null,500,"-","-","-",0.83333333333333337,20.2,1.6833333333333332E-2]
[null,null,null,550,"-","-","-",0.91666666666666663,22.5,1.8749999999999999E-2,45]
[null,null,null,600,"-","-","-",1,25.2,2.1000000000000001E-2,"47 a 49"]
[null,null,null,650,"-","-","-",1.0833333333333333,"-","-"]

{"sheet":"TC_12_10kN","index":26,"n_rows":147,"n_cols":30,"rows_kept":147,"cut":false,"hidden":false,"merged":[[0,1,0,7],[1,1,1,6],[2,5,2,7],[3,5,3,7],[107,2,126,2],[107,1,146,1],[127,2,146,2],[6,2,25,2],[26,2,45,2],[46,2,65,2],[6,1,105,1],[66,2,85,2],[86,2,105,2],[4,5,4,6]]}
[null,"ENSAIOS DE ELASTICIDADE EM POSTES DE CONCRETO DUPLO \"T\" E TRONCO CÔNICO"]
[]
[null,1000,"daN",null,null,"POSTE"]
[null,12,"m",null,null,"TC - 12 (1000daN)"]
[null,null,"Altura do Esforço","Carga Aplic.","% da ","Flexão"]
[null,null,"em Relação ao topo","(daN)","nominal","cm","%","Fotos",null,null,0.05,0.1,0.15,0.2,0.25,0.3,0.35,0.4,0.45,0.5,0.55000000000000004,0.6,0.65,0.7,0.75,0.8,0.85,0.9,0.95,1]
[null,"Esforço concentrado","0,1m",50,{"$f":"D7/$B$3","v":0.05},0.8,{"$f":"(F7/$B$4)/100","v":6.6666666666666664E-4},null,null,"0,1m",0.8,1.5,2.7,4,5.7,7.5,9,11,12.8,15.1,16.8,18.8,20,21.5,23.5,25.9,27.8,29.8,32,34.4]
[null,null,null,100,{"$f":"D8/$B$3","v":0.1},1.5,{"$f":"(F8/$B$4)/100","v":1.25E-3},null,null,"0,5m",0.8,1.8,4.2,5,6.4,8,9.8000000000000007,11.2,13.2,14.9,16.899999999999999,18.399999999999999,20.100000000000001,22.1,24.1,25.7,27.4,29,31,32.700000000000003]
[null,null,null,150,0.15,2.7,2.2500000000000003E-3,null,null,"1,0m",0.6,1.5,3.4,4.5,5.8,8.1999999999999993,9.8000000000000007,10.7,12.4,13.8,15.8,17.600000000000001,19,20.7,22,24,25.4,27.1,28.5,30.2]
[null,null,null,200,0.2,4,3.3333333333333331E-3,null,null,"1,5m",0.6,1.3,2.4,3.9,5.0999999999999996,6.6,8,9.6,10.6,12.4,14,15.5,16.899999999999999,18.600000000000001,19.8,21,22.6,24,25.5,27]
[null,null,null,250,0.25,5.7,4.7500000000000007E-3,null,null,"2,0m",0.5,1.2,2,3.4,4.4000000000000004,5.4,7.2,8.4,9.6999999999999993,11.1,12.4,13.9,15.4,16.7,18,19.2,20.399999999999999,21.8,23.2,24.4]
[null,null,null,300,0.3,7.5,6.2500000000000003E-3]
[null,null,null,350,0.35,9,7.4999999999999997E-3]
[null,null,null,400,0.4,11,9.1666666666666667E-3,94]
[null,null,null,450,0.45,12.8,1.0666666666666666E-2]
[null,null,null,500,0.5,15.1,1.2583333333333334E-2,95]
[null,null,null,550,0.55000000000000004,16.8,1.4000000000000002E-2,96]
[null,null,null,600,0.6,18.8,1.5666666666666666E-2,99]
[null,null,null,650,0.65,20,1.6666666666666666E-2,"98-100"]
[null,null,null,700,0.7,21.5,1.7916666666666668E-2,101]
[null,null,null,750,0.75,23.5,1.9583333333333331E-2]
[null,null,null,800,0.8,25.9,2.1583333333333333E-2]
[null,null,null,850,0.85,27.8,2.3166666666666669E-2,null,null,null,0.05,0.1,0.15,0.2,0.25,0.3,0.35,0.4,0.45,0.5,0.55000000000000004,0.6,0.65,0.7,0.75,0.8,0.85,0.9,0.95,1]
[null,null,null,900,0.9,29.8,2.4833333333333332E-2,103,null,"AT",0.6,1.3,2.5,4,5.5,7.5,9.6,10.5,12.3,14,16.100000000000001,18,19,21,22.2,24.2,25.5,26.9,28.5,30.1]
[null,null,null,950,0.95,32,2.6666666666666665E-2,null,null,"BT",0.6,1.5,3.2,4.8,6,8,10,12,13.9,15.9,17.5,19.399999999999999,21.1,22.8,24.7,26.5,28,29.5,30.6,33]
[null,null,null,1000,1,34.4,2.8666666666666667E-2]
[null,null,"0,5m",50,{"$f":"D27/$B$3","v":0.05},0.8,{"$f":"(F27/$B$4)/100","v":6.6666666666666664E-4}]
[null,null,null,100,0.1,1.8,1.5E-3]
[null,null,null,150,0.15,4.2,3.5000000000000005E-3]
[null,null,null,200,0.2,5,4.1666666666666666E-3]
[null,null,"0,5m",250,0.25,6.4,5.3333333333333332E-3]
[null,null,null,300,0.3,8,6.6666666666666662E-3]
[null,null,null,350,0.35,9.8000000000000007,8.1666666666666676E-3]
[null,null,null,400,0.4,11.2,9.3333333333333324E-3]
[null,null,null,450,0.45,13.2,1.0999999999999999E-2]
[null,null,null,500,0.5,14.9,1.2416666666666666E-2]
[null,null,null,550,0.55000000000000004,16.899999999999999,1.4083333333333331E-2]
[null,null,null,600,0.6,18.399999999999999,1.5333333333333332E-2,"104-105"]
[null,null,null,650,0.65,20.100000000000001,1.6750000000000001E-2]
[null,null,null,700,0.7,22.1,1.8416666666666668E-2]
[null,null,null,750,0.75,24.1,2.0083333333333332E-2]
[null,null,null,800,0.8,25.7,2.1416666666666667E-2]
[null,null,null,850,0.85,27.4,2.283333333333333E-2,106]
[null,null,null,900,0.9,29,2.4166666666666666E-2]
[null,null,null,950,0.95,31,2.5833333333333333E-2,108]
[null,null,null,1000,1,32.700000000000003,2.725E-2,109]
[null,null,"1,0m",50,{"$f":"D47/$B$3","v":0.05},0.6,{"$f":"(F47/$B$4)/100","v":5.0000000000000001E-4}]
[null,null,null,100,0.1,1.5,1.25E-3]
[null,null,null,150,0.15,3.4,2.8333333333333331E-3]
[null,null,null,200,0.2,4.5,3.7499999999999999E-3]
[null,null,"1,0m",250,0.25,5.8,4.8333333333333336E-3]
[null,null,null,300,0.3,8.1999999999999993,6.8333333333333328E-3]
[null,null,null,350,0.35,9.8000000000000007,8.1666666666666676E-3]
[null,null,null,400,0.4,10.7,8.9166666666666665E-3]
[null,null,null,450,0.45,12.4,1.0333333333333335E-2]
[null,null,null,500,0.5,13.8,1.1500000000000002E-2]
[null,null,null,550,0.55000000000000004,15.8,1.3166666666666667E-2]
[null,null,null,600,0.6,17.600000000000001,1.4666666666666668E-2]
[null,null,null,650,0.65,19,1.5833333333333331E-2]
[null,null,null,700,0.7,20.7,1.7249999999999998E-2,110]
[null,null,null,750,0.75,22,1.8333333333333333E-2]
[null,null,null,800,0.8,24,0.02]
[null,null,null,850,0.85,25.4,2.1166666666666667E-2]
[null,null,null,900,0.9,27.1,2.2583333333333334E-2]
[null,null,null,950,0.95,28.5,2.375E-2]
[null,null,null,1000,1,30.2,2.5166666666666667E-2]
[null,null,"1,5m",50,{"$f":"D67/$B$3","v":0.05},0.6,{"$f":"(F67/$B$4)/100","v":5.0000000000000001E-4}]
[null,null,null,100,0.1,1.3,1.0833333333333333E-3]
[null,null,null,150,0.15,2.4,2E-3]
[null,null,null,200,0.2,3.9,3.2500000000000003E-3]
[null,null,"1,5m",250,0.25,5.0999999999999996,4.2500000000000003E-3]
[null,null,null,300,{"$f":"D72/$B$3","v":0.3},6.6,{"$f":"(F72/$B$4)/100","v":5.4999999999999997E-3}]
[null,null,null,350,0.35,8,6.6666666666666662E-3]
[null,null,null,400,0.4,9.6,8.0000000000000002E-3]
[null,null,null,450,0.45,10.6,8.8333333333333337E-3]
[null,null,null,500,0.5,12.4,1.0333333333333335E-2]
[null,null,null,550,0.55000000000000004,14,1.1666666666666667E-2]
[null,null,null,600,0.6,15.5,1.2916666666666667E-2]
[null,null,null,650,0.65,16.899999999999999,1.4083333333333331E-2]
[null,null,null,700,0.7,18.600000000000001,1.55E-2]
[null,null,null,750,0.75,19.8,1.6500000000000001E-2]
[null,null,null,800,0.8,21,1.7500000000000002E-2]
[null,null,null,850,0.85,22.6,1.8833333333333334E-2]
[null,null,null,900,0.9,24,0.02]
[null,null,null,950,0.95,25.5,2.1250000000000002E-2]
[null,null,null,1000,1,27,2.2499999999999999E-2]
[null,null,"2,0m",50,{"$f":"D87/$B$3","v":0.05},0.5,{"$f":"(F87/$B$4)/100","v":4.1666666666666664E-4}]
[null,null,null,100,{"$f":"D88/$B$3","v":0.1},1.2,{"$f":"(F88/$B$4)/100","v":1E-3}]
[null,null,null,150,0.15,2,1.6666666666666666E-3]
[null,null,null,200,0.2,3.4,2.8333333333333331E-3]
[null,null,"2,0m",250,0.25,4.4000000000000004,3.666666666666667E-3]
[null,null,null,300,0.3,5.4,4.5000000000000005E-3]
[null,null,null,350,0.35,7.2,6.0000000000000001E-3]
[null,null,null,400,0.4,8.4,7.000000000000001E-3]
[null,null,null,450,0.45,9.6999999999999993,8.083333333333333E-3]
[null,null,null,500,0.5,11.1,9.2499999999999995E-3]
[null,null,null,550,0.55000000000000004,12.4,1.0333333333333335E-2]
[null,null,null,600,0.6,13.9,1.1583333333333334E-2]
[null,null,null,650,0.65,15.4,1.2833333333333334E-2]
[null,null,null,700,0.7,16.7,1.3916666666666666E-2]
[null,null,null,750,0.75,18,1.4999999999999999E-2]
[null,null,null,800,0.8,19.2,1.6E-2]
[null,null,null,850,0.85,20.399999999999999,1.7000000000000001E-2]
[null,null,null,900,0.9,21.8,1.8166666666666668E-2]
[null,null,null,950,0.95,23.2,1.9333333333333334E-2]
[null,null,null,1000,1,24.4,2.0333333333333332E-2]
[]
[null,"Esforço distribuído","0,1/0,8/1,5m",50,{"$f":"D108/$B$3","v":0.05},0.6,{"$f":"(F108/$B$4)/100","v":5.0000000000000001E-4}]
[null,null,null,100,{"$f":"D109/$B$3","v":0.1},1.3,{"$f":"(F109/$B$4)/100","v":1.0833333333333333E-3}]
[null,null,null,150,0.15,2.5,2.0833333333333333E-3]
[null,null,null,200,0.2,4,3.3333333333333331E-3]
[null,null,"0,1/0,8/1,5m",250,0.25,5.5,4.5833333333333334E-3]
[null,null,null,300,0.3,7.5,6.2500000000000003E-3]
[null,null,null,350,0.35,9.6,8.0000000000000002E-3]
[null,null,null,400,0.4,10.5,8.7500000000000008E-3]
[null,null,null,450,0.45,12.3,1.0250000000000002E-2]
[null,null,null,500,0.5,14,1.1666666666666667E-2]
[null,null,null,550,0.55000000000000004,16.100000000000001,1.3416666666666667E-2,"120-121"]
[null,null,null,600,0.6,18,1.4999999999999999E-2]
[null,null,null,650,0.65,19,1.5833333333333331E-2]
[null,null,null,700,0.7,21,1.7500000000000002E-2,"122-123"]
[null,null,null,750,0.75,22.2,1.8499999999999999E-2]
[null,null,null,800,0.8,24.2,2.0166666666666666E-2]
[null,null,null,850,0.85,25.5,2.1250000000000002E-2]
[null,null,null,900,0.9,26.9,2.2416666666666668E-2]
[null,null,null,950,0.95,28.5,2.375E-2]
[null,null,null,1000,1,30.1,2.5083333333333332E-2,"124-125"]
[null,null,"0,15/0,35/0,55/0,75m",50,{"$f":"D128/$B$3","v":0.05},0.6,{"$f":"(F128/$B$4)/100","v":5.0000000000000001E-4}]
[null,null,null,100,{"$f":"D129/$B$3","v":0.1},1.5,{"$f":"(F129/$B$4)/100","v":1.25E-3}]
[null,null,null,150,0.15,3.2,2.6666666666666666E-3]
[null,null,null,200,0.2,4.8,4.0000000000000001E-3]
[null,null,"0,15/0,35/0,55/0,75m",250,0.25,6,5.0000000000000001E-3]
[null,null,null,300,0.3,8,6.6666666666666662E-3]
[null,null,null,350,0.35,10,8.3333333333333332E-3]
[null,null,null,400,0.4,12,0.01]
[null,null,null,450,0.45,13.9,1.1583333333333334E-2]
[null,null,null,500,0.5,15.9,1.325E-2]
[null,null,null,550,0.55000000000000004,17.5,1.4583333333333332E-2]
[null,null,null,600,0.6,19.399999999999999,1.6166666666666666E-2]
[null,null,null,650,0.65,21.1,1.7583333333333336E-2]
[null,null,null,700,0.7,22.8,1.9000000000000003E-2]
[null,null,null,750,0.75,24.7,2.0583333333333332E-2]
[null,null,null,800,0.8,26.5,2.2083333333333333E-2]
[null,null,null,850,0.85,28,2.3333333333333334E-2]
[null,null,null,900,0.9,29.5,2.4583333333333336E-2]
[null,null,null,950,0.95,30.6,2.5500000000000002E-2]
[null,null,null,1000,1,33,2.75E-2]

{"sheet":"Graf_Comparativos","index":27,"n_rows":77,"n_cols":5,"rows_kept":77,"cut":false,"hidden":false,"merged":[]}
[]
[]
[]
[]
["0,1m"]
[null,0.25,0.5,0.75,1]
["DT-11(2)"]
["DT-9(2)",2.9,7.5,17.8,26.3]
["DT-11(2)",5.5,15,25.6,35.700000000000003]
["DT-12(4)",2.9,10,19.100000000000001,28.9]
["DT-12(6)",5.4,14.1,21.6,30.3]
["TC-12(10)",5.7,15.1,23.5,34.4]
["Média",{"$f":"AVERAGE(B10:B12)","v":4.666666666666667},{"$f":"AVERAGE(C10:C12)","v":13.066666666666668},{"$f":"AVERAGE(D10:D12)","v":21.400000000000002},{"$f":"AVERAGE(E10:E12)","v":31.2}]
[]
["0,5m"]
[null,0.25,0.5,0.75,1]
["DT-11(2)"]
["DT-9(2)",4.5999999999999996,13.4,20.100000000000001,27.9]
["DT-11(2)",6,15.4,26.1,34.700000000000003]
["DT-12(4)",3.8,10.199999999999999,17,23.2]
["DT-12(6)",5.4,12.6,18.600000000000001,25]
["TC-12(10)",6.4,14.9,24.1,32.700000000000003]
["Média",{"$f":"AVERAGE(B20:B22)","v":5.2},{"$f":"AVERAGE(C20:C22)","v":12.566666666666665},{"$f":"AVERAGE(D20:D22)","v":19.900000000000002},{"$f":"AVERAGE(E20:E22)","v":26.966666666666669}]
[]
["1,0m"]
[null,0.25,0.5,0.75,1]
["DT-11(2)"]
["DT-9(2)",3.5,10.199999999999999,17.2,22.8]
["DT-11(2)",4.9000000000000004,14,22.5,31.6]
["DT-12(4)",3.8,9.8000000000000007,15.8,20.8]
["DT-12(6)",4.8,11,16.2,20.8]
["TC-12(10)",5.8,13.8,22,30.2]
["Média",{"$f":"AVERAGE(B30:B32)","v":4.8},{"$f":"AVERAGE(C30:C32)","v":11.533333333333333},{"$f":"AVERAGE(D30:D32)","v":18},{"$f":"AVERAGE(E30:E32)","v":23.933333333333334}]
[]
["1,5m",null,null,null,4]
[null,0.25,0.5,0.75,1]
["DT-11(2)"]
["DT-9(2)",2.6,7.9,14.1,18.5]
["DT-11(2)",3.5,11.5,19.8,26.5]
["DT-12(4)",3.2,8.6,14.4,18.7]
["DT-12(6)",4,9.6,14.5,19.399999999999999]
["TC-12(10)",5.0999999999999996,12.4,19.8,27]
["Média",{"$f":"AVERAGE(B40:B42)","v":4.1000000000000005},{"$f":"AVERAGE(C40:C42)","v":10.200000000000001},{"$f":"AVERAGE(D40:D42)","v":16.233333333333334},{"$f":"AVERAGE(E40:E42)","v":21.7}]
[]
["2,0m"]
[null,0.25,0.5,0.75,1]
["DT-11(2)"]
["DT-9(2)",2.2999999999999998,6.2,11.6,17.399999999999999]
["DT-11(2)",3.7,10.1,18.399999999999999,24.5]
["DT-12(4)",2.5,6.9,12,16]
["DT-12(6)",3.4,8.5,13.2,17.3]
["TC-12(10)",4.4000000000000004,11.1,18,24.4]
["Média",{"$f":"AVERAGE(B50:B52)","v":3.4333333333333336},{"$f":"AVERAGE(C50:C52)","v":8.8333333333333339},{"$f":"AVERAGE(D50:D52)","v":14.4},{"$f":"AVERAGE(E50:E52)","v":19.233333333333331}]
[]
["AT"]
[null,0.25,0.5,0.75,1]
["DT-11(2)"]
["DT-9(2)",3.6,13.6,22.6,31.8]
["DT-11(2)",3.6,13.6,22.6,31.8]
["DT-12(4)",3.5,10.3,16.899999999999999,21.9]
["DT-12(6)",2.1,8.1999999999999993,15.2,23.8]
["TC-12(10)",5.5,14,22.2,30.1]
["Média",{"$f":"AVERAGE(B60:B62)","v":3.6999999999999997},{"$f":"AVERAGE(C60:C62)","v":10.833333333333334},{"$f":"AVERAGE(D60:D62)","v":18.099999999999998},{"$f":"AVERAGE(E60:E62)","v":25.266666666666669}]
[]
["BT"]
[null,0.25,0.5,0.75,1]
["DT-11(2)"]
["DT-9(2)",4.0999999999999996,15.3,25.5,33.200000000000003]
["DT-11(2)",4.4000000000000004,15.4,25.8,33.5]
["DT-12(4)",3.7,11.3,17.5,24.5]
["DT-12(6)",4.5999999999999996,11.9,18.2,25.8]
["TC-12(10)",6,15.9,24.7,33]
["Média",{"$f":"AVERAGE(B70:B72)","v":4.7666666666666666},{"$f":"AVERAGE(C70:C72)","v":13.033333333333333},{"$f":"AVERAGE(D70:D72)","v":20.133333333333336},{"$f":"AVERAGE(E70:E72)","v":27.766666666666666}]
[]
["COPREL"]
["ENGENHARIA"]
["2007-07-01"]

{"sheet":"Newton","index":28,"n_rows":6,"n_cols":5,"rows_kept":6,"cut":false,"hidden":true,"merged":[]}
[]
[null,null,null,null,"Resultado"]
[]
[]
[]
[0.29559640757486616]

{"sheet":"Barras de Ferramentas","index":29,"n_rows":0,"n_cols":0,"rows_kept":0,"cut":false,"hidden":false,"merged":[]}